## table_join
TOTAL JOIN TABLE SUMMARY:::::
FALSE
FirstValueSource = .\Instrument Errors.xlsx
SecondValueSource = .\DNA2InstrumentErrorCodes.json
ErrorCode_1 | ErrorCode_2 | ErrorType_1 | ErrorType_2 | ErrorModule | ErrorModuleSuggestions | ErrorHasMsg_1 | ErrorHasMsgSuggestion_1 | ErrorMsg_1 | ErrorHasMsg_2 | ErrorHasMsgSuggestion_2 | ErrorMsg_2
HANDLER_EJECTOR_FAILED | HANDLER_EJECTOR_FAILED | ServiceCall | ServiceCall | PlateHandler | PlateHandler | TRUE | TRUE | A Plate Handler error has occurred. Please allow the current runs to complete, if possible. Then power cycle the instrument and try again. If the issue persists, please call Bio-Rad support. | TRUE | TRUE | A Plate Handler error has occurred. Please allow the current runs to complete, if possible. Then power cycle the instrument and try again. If the issue persists, please call Bio-Rad support. | TRUE
HANDLER_X_AXIS_FAILED | HANDLER_X_AXIS_FAILED | ServiceCall | ServiceCall | PlateHandler | PlateHandler | TRUE | TRUE | A Plate Handler error has occurred. Please allow the current runs to complete, if possible. Then power cycle the instrument and try again. If the issue persists, please call Bio-Rad support. | TRUE | TRUE | A Plate Handler error has occurred. Please allow the current runs to complete, if possible. Then power cycle the instrument and try again. If the issue persists, please call Bio-Rad support. | TRUE
HANDLER_Y_AXIS_FAILED | HANDLER_Y_AXIS_FAILED | ServiceCall | ServiceCall | PlateHandler | PlateHandler | TRUE | TRUE | A Plate Handler error has occurred. Please allow the current runs to complete, if possible. Then power cycle the instrument and try again. If the issue persists, please call Bio-Rad support. | TRUE | TRUE | A Plate Handler error has occurred. Please allow the current runs to complete, if possible. Then power cycle the instrument and try again. If the issue persists, please call Bio-Rad support. | TRUE
HANDLER_Z_AXIS_FAILED | HANDLER_Z_AXIS_FAILED | ServiceCall | ServiceCall | PlateHandler | PlateHandler | TRUE | TRUE | A Plate Handler error has occurred. Please allow the current runs to complete, if possible. Then power cycle the instrument and try again. If the issue persists, please call Bio-Rad support. | TRUE | TRUE | A Plate Handler error has occurred. Please allow the current runs to complete, if possible. Then power cycle the instrument and try again. If the issue persists, please call Bio-Rad support. | TRUE
HANDLER_EJECTOR_RECOVERED | HANDLER_EJECTOR_RECOVERED | Warning | Warning | PlateHandler | PlateHandler | FALSE | FALSE |  | TRUE | TRUE | Handler ejector recovered | TRUE
HANDLER_X_AXIS_RECOVERED | HANDLER_X_AXIS_RECOVERED | Warning | Warning | PlateHandler | PlateHandler | FALSE | FALSE |  | TRUE | TRUE | Handler x axis recovered | TRUE
HANDLER_Y_AXIS_RECOVERED | HANDLER_Y_AXIS_RECOVERED | Warning | Warning | PlateHandler | PlateHandler | FALSE | FALSE |  | TRUE | TRUE | Handler y axis recovered | TRUE
HANDLER_Z_AXIS_RECOVERED | HANDLER_Z_AXIS_RECOVERED | Warning | Warning | PlateHandler | PlateHandler | FALSE | FALSE |  | TRUE | TRUE | Handler z axis recovered | TRUE
HANDLER_UNKNOWN_ERROR | HANDLER_UNKNOWN_ERROR | ServiceCall | ServiceCall | PlateHandler | PlateHandler | TRUE | TRUE | A Plate Handler error has occurred. Please allow the current runs to complete, if possible. Then power cycle the instrument and try again. If the issue persists, please call Bio-Rad support. | TRUE | TRUE | A Plate Handler error has occurred. Please allow the current runs to complete, if possible. Then power cycle the instrument and try again. If the issue persists, please call Bio-Rad support. | TRUE
HANDLER_NOT_CALIBRATED | HANDLER_NOT_CALIBRATED | ServiceCall | ServiceCall | PlateHandler | PlateHandler | TRUE | TRUE | The Plate Handler is out of calibration. Please call Bio-Rad support to resolve the issue. | TRUE | TRUE | The Plate Handler is out of calibration. Please call Bio-Rad support to resolve the issue. | TRUE
HANDLER_EXTEND_FAILED | HANDLER_EXTEND_FAILED | ServiceCall | ServiceCall | PlateHandler | PlateHandler | TRUE | TRUE | A Plate Handler error has occurred. Please allow the current runs to complete, if possible. Then power cycle the instrument and try again. If the issue persists, please call Bio-Rad support. | TRUE | TRUE | A Plate Handler error has occurred. Please allow the current runs to complete, if possible. Then power cycle the instrument and try again. If the issue persists, please call Bio-Rad support. | TRUE
HANDLER_RETRACT_FAILED | HANDLER_RETRACT_FAILED | ServiceCall | ServiceCall | PlateHandler | PlateHandler | TRUE | TRUE | A Plate Handler error has occurred. Please allow the current runs to complete, if possible. Then power cycle the instrument and try again. If the issue persists, please call Bio-Rad support. | TRUE | TRUE | A Plate Handler error has occurred. Please allow the current runs to complete, if possible. Then power cycle the instrument and try again. If the issue persists, please call Bio-Rad support. | TRUE
HANDLER_LOAD_FAILED | HANDLER_LOAD_FAILED | ServiceCall | ServiceCall | PlateHandler | PlateHandler | TRUE | TRUE | A Plate Handler error has occurred. Please allow the current runs to complete, if possible. Then power cycle the instrument and try again. If the issue persists, please call Bio-Rad support. | TRUE | TRUE | A Plate Handler error has occurred. Please allow the current runs to complete, if possible. Then power cycle the instrument and try again. If the issue persists, please call Bio-Rad support. | TRUE
HANDLER_UNLOAD_FAILED | HANDLER_UNLOAD_FAILED | ServiceCall | ServiceCall | PlateHandler | PlateHandler | TRUE | TRUE | A Plate Handler error has occurred. Please allow the current runs to complete, if possible. Then power cycle the instrument and try again. If the issue persists, please call Bio-Rad support. | TRUE | TRUE | A Plate Handler error has occurred. Please allow the current runs to complete, if possible. Then power cycle the instrument and try again. If the issue persists, please call Bio-Rad support. | TRUE
HANDLER_NOT_INITIALIZED | HANDLER_NOT_INITIALIZED | ServiceCall | ServiceCall | PlateHandler | PlateHandler | FALSE | FALSE |  | TRUE | TRUE | Handler not initialized | TRUE
HANDLER_IN_ERROR_STATE | HANDLER_IN_ERROR_STATE | ServiceCall | ServiceCall | PlateHandler | PlateHandler | TRUE | TRUE | A Plate Handler error has occurred. Please allow the current runs to complete, if possible. Then power cycle the instrument and try again. If the issue persists, please call Bio-Rad support. | TRUE | TRUE | A Plate Handler error has occurred. Please allow the current runs to complete, if possible. Then power cycle the instrument and try again. If the issue persists, please call Bio-Rad support. | TRUE
HANDLER_PLATE_MISSING | HANDLER_PLATE_MISSING | Warning | Warning | PlateHandler | PlateHandler | FALSE | FALSE |  | TRUE | TRUE | Handler plate missing | TRUE
HANDLER_ASKED_TO_MOVE_OUT_OF_RANGE | HANDLER_ASKED_TO_MOVE_OUT_OF_RANGE | ServiceCall | ServiceCall | PlateHandler | PlateHandler | TRUE | TRUE | A Plate Handler error has occurred. Please allow the current runs to complete, if possible. Then power cycle the instrument and try again. If the issue persists, please call Bio-Rad support. | TRUE | TRUE | A Plate Handler error has occurred. Please allow the current runs to complete, if possible. Then power cycle the instrument and try again. If the issue persists, please call Bio-Rad support. | TRUE
DG_HEAT_STAKER_ERROR | DG_HEAT_STAKER_ERROR | ServiceCall | ServiceCall | DG | DG | TRUE | TRUE | A Droplet Generator error has occurred. Please allow the current runs to complete, if possible. Then power cycle the instrument and try again. If the issue persists, please call Bio-Rad support. | TRUE | TRUE | A Droplet Generator error has occurred. Please allow the current runs to complete, if possible. Then power cycle the instrument and try again. If the issue persists, please call Bio-Rad support. | TRUE
DG_HEAT_STAKER_MOTION_ERROR | DG_HEAT_STAKER_MOTION_ERROR | ServiceCall | ServiceCall | DG | DG | TRUE | TRUE | A Droplet Generator error has occurred. Please allow the current runs to complete, if possible. Then power cycle the instrument and try again. If the issue persists, please call Bio-Rad support. | TRUE | TRUE | A Droplet Generator error has occurred. Please allow the current runs to complete, if possible. Then power cycle the instrument and try again. If the issue persists, please call Bio-Rad support. | TRUE
DG_DROPLET_GENERATION_ERROR | DG_DROPLET_GENERATION_ERROR | ServiceCall | ServiceCall | DG | DG | TRUE | TRUE | A Droplet Generator error has occurred. Please allow the current runs to complete, if possible. Then power cycle the instrument and try again. If the issue persists, please call Bio-Rad support. | TRUE | TRUE | A Droplet Generator error has occurred. Please allow the current runs to complete, if possible. Then power cycle the instrument and try again. If the issue persists, please call Bio-Rad support. | TRUE
DG_HEAD_MOTION_ERROR | DG_HEAD_MOTION_ERROR | ServiceCall | ServiceCall | DG | DG | TRUE | TRUE | A Droplet Generator error has occurred. Please allow the current runs to complete, if possible. Then power cycle the instrument and try again. If the issue persists, please call Bio-Rad support. | TRUE | TRUE | A Droplet Generator error has occurred. Please allow the current runs to complete, if possible. Then power cycle the instrument and try again. If the issue persists, please call Bio-Rad support. | TRUE
DG_STAGE_MOTION_ERROR | DG_STAGE_MOTION_ERROR | ServiceCall | ServiceCall | DG | DG | TRUE | TRUE | A Droplet Generator error has occurred. Please allow the current runs to complete, if possible. Then power cycle the instrument and try again. If the issue persists, please call Bio-Rad support. | TRUE | TRUE | A Droplet Generator error has occurred. Please allow the current runs to complete, if possible. Then power cycle the instrument and try again. If the issue persists, please call Bio-Rad support. | TRUE
DG_PRESSURE_TIMEOUT_ERROR | DG_PRESSURE_TIMEOUT_ERROR | ServiceCall | ServiceCall | DG | DG | TRUE | TRUE | A Droplet Generator error has occurred. Please allow the current runs to complete, if possible. Then power cycle the instrument and try again. If the issue persists, please call Bio-Rad support. | TRUE | TRUE | A Droplet Generator error has occurred. Please allow the current runs to complete, if possible. Then power cycle the instrument and try again. If the issue persists, please call Bio-Rad support. | TRUE
DG_VACUUM_TIMEOUT_ERROR | DG_VACUUM_TIMEOUT_ERROR | ServiceCall | ServiceCall | DG | DG | TRUE | TRUE | A Droplet Generator error has occurred. Please allow the current runs to complete, if possible. Then power cycle the instrument and try again. If the issue persists, please call Bio-Rad support. | TRUE | TRUE | A Droplet Generator error has occurred. Please allow the current runs to complete, if possible. Then power cycle the instrument and try again. If the issue persists, please call Bio-Rad support. | TRUE
DG_NO_PLATE_ERROR | DG_NO_PLATE_ERROR | ServiceCall | ServiceCall | DG | DG | TRUE | TRUE | A Droplet Generator error has occurred. Please allow the current runs to complete, if possible. Then power cycle the instrument and try again. If the issue persists, please call Bio-Rad support. | TRUE | TRUE | A Droplet Generator error has occurred. Please allow the current runs to complete, if possible. Then power cycle the instrument and try again. If the issue persists, please call Bio-Rad support. | TRUE
DG_NO_CATCH_ERROR | DG_NO_CATCH_ERROR | ServiceCall | ServiceCall | DG | DG | TRUE | TRUE | A Droplet Generator error has occurred. Please allow the current runs to complete, if possible. Then power cycle the instrument and try again. If the issue persists, please call Bio-Rad support. | TRUE | TRUE | A Droplet Generator error has occurred. Please allow the current runs to complete, if possible. Then power cycle the instrument and try again. If the issue persists, please call Bio-Rad support. | TRUE
DG_NO_RESPONCE_ERROR | DG_NO_RESPONCE_ERROR | ServiceCall | ServiceCall | DG | DG | TRUE | TRUE | A Droplet Generator error has occurred. Please allow the current runs to complete, if possible. Then power cycle the instrument and try again. If the issue persists, please call Bio-Rad support. | TRUE | TRUE | A Droplet Generator error has occurred. Please allow the current runs to complete, if possible. Then power cycle the instrument and try again. If the issue persists, please call Bio-Rad support. | TRUE
DG_NOT_VALID_CHIP_ERROR | DG_NOT_VALID_CHIP_ERROR | AssistanceNeeded | AssistanceNeeded | DG | DG | TRUE | TRUE | A Droplet Generator error has occurred. Please allow the current runs to complete, if possible. Then power cycle the instrument and try again. If the issue persists, please call Bio-Rad support. | TRUE | TRUE | A Droplet Generator error has occurred. Please allow the current runs to complete, if possible. Then power cycle the instrument and try again. If the issue persists, please call Bio-Rad support. | TRUE
DG_TANK_FILL_ERROR | DG_TANK_FILL_ERROR | ServiceCall | ServiceCall | DG | DG | TRUE | TRUE | A Droplet Generator error has occurred. Please allow the current runs to complete, if possible. Then power cycle the instrument and try again. If the issue persists, please call Bio-Rad support. | TRUE | TRUE | A Droplet Generator error has occurred. Please allow the current runs to complete, if possible. Then power cycle the instrument and try again. If the issue persists, please call Bio-Rad support. | TRUE
DG_EMPTY_WASTE_ERROR | DG_EMPTY_WASTE_ERROR | ServiceCall | ServiceCall | DG | DG | TRUE | TRUE | A Droplet Generator error has occurred. Please allow the current runs to complete, if possible. Then power cycle the instrument and try again. If the issue persists, please call Bio-Rad support. | TRUE | TRUE | A Droplet Generator error has occurred. Please allow the current runs to complete, if possible. Then power cycle the instrument and try again. If the issue persists, please call Bio-Rad support. | TRUE
DG_EMPTY_WASTE_DENIED | DG_EMPTY_WASTE_DENIED | Warning | Warning | DG | DG | FALSE | FALSE |  | TRUE | TRUE | A Droplet Generator error has occurred. Please allow the current runs to complete, if possible. Then power cycle the instrument and try again. If the issue persists, please call Bio-Rad support. | TRUE
DG_BUSY | DG_BUSY | ServiceCall | ServiceCall | DG | DG | TRUE | TRUE | A Droplet Generator error has occurred. Please allow the current runs to complete, if possible. Then power cycle the instrument and try again. If the issue persists, please call Bio-Rad support. | TRUE | TRUE | A Droplet Generator error has occurred. Please allow the current runs to complete, if possible. Then power cycle the instrument and try again. If the issue persists, please call Bio-Rad support. | TRUE
DG_HEATER_ERROR | DG_HEATER_ERROR | ServiceCall | Warning | DG | DG | FALSE | FALSE |  | TRUE | TRUE | DG heater error | TRUE
DG_UNKNOWN_ERROR | DG_UNKNOWN_ERROR | ServiceCall | ServiceCall | DG | DG | FALSE | FALSE |  | TRUE | TRUE | A Droplet Generator error has occurred. Please allow the current runs to complete, if possible. Then power cycle the instrument and try again. If the issue persists, please call Bio-Rad support. | TRUE
DR_DISCOVERY_FAILED | DR_DISCOVERY_FAILED | ServiceCall | ServiceCall | DR | DR | TRUE | TRUE | A Droplet Reader error has occurred. Power cycle the instrument and try again. If the issue persists, please call Bio-Rad support. | TRUE | TRUE | A Droplet Reader error has occurred. Power cycle the instrument and try again. If the issue persists, please call Bio-Rad support. | TRUE
DR_STAGE_HOMING_AFTER_ERROR | DR_STAGE_HOMING_AFTER_ERROR | ServiceCall | ServiceCall | DR | DR | FALSE | FALSE |  | TRUE | TRUE | A Droplet Reader error has occurred. Power cycle the instrument and try again. If the issue persists, please call Bio-Rad support. | TRUE
DR_STAGE_NOT_CALIBRATED | DR_STAGE_NOT_CALIBRATED | ServiceCall | ServiceCall | DR | DR | TRUE | TRUE | A Droplet Reader error has occurred. Power cycle the instrument and try again. If the issue persists, please call Bio-Rad support. | TRUE | TRUE | A Droplet Reader error has occurred. Power cycle the instrument and try again. If the issue persists, please call Bio-Rad support. | TRUE
DR_DATA_RECEIVER_NOT_RUNNING | DR_DATA_RECEIVER_NOT_RUNNING | ServiceCall | ServiceCall | DR | DR | FALSE | FALSE |  | TRUE | TRUE | A Droplet Reader error has occurred. Power cycle the instrument and try again. If the issue persists, please call Bio-Rad support. | TRUE
DR_DETECTOR_LED_ERROR | DR_DETECTOR_LED_ERROR | ServiceCall | ServiceCall | DR | DR | TRUE | TRUE | A Droplet Reader error has occurred. Please allow the current runs to complete, if possible. Then power cycle the instrument and try again. If the issue persists, please call Bio-Rad support. | TRUE | TRUE | A Droplet Reader error has occurred. Please allow the current runs to complete, if possible. Then power cycle the instrument and try again. If the issue persists, please call Bio-Rad support. | TRUE
DR_NOT_ALL_BOARDS_REGISTERED | DR_NOT_ALL_BOARDS_REGISTERED | ServiceCall | ServiceCall | DR | DR | TRUE | TRUE | A Droplet Reader error has occurred. Power cycle the instrument and try again. If the issue persists, please call Bio-Rad support. | TRUE | TRUE | A Droplet Reader error has occurred. Power cycle the instrument and try again. If the issue persists, please call Bio-Rad support. | TRUE
DR_CONFIG_INVALID | DR_CONFIG_INVALID | ServiceCall | ServiceCall | DR | DR | TRUE | TRUE | A Droplet Reader error has occurred. Power cycle the instrument and try again. If the issue persists, please call Bio-Rad support. | TRUE | TRUE | A Droplet Reader error has occurred. Power cycle the instrument and try again. If the issue persists, please call Bio-Rad support. | TRUE
DR_MASTER_IN_ERROR | DR_MASTER_IN_ERROR | ServiceCall | ServiceCall | DR | DR | FALSE | FALSE |  | TRUE | TRUE | A Droplet Reader error has occurred. Power cycle the instrument and try again. If the issue persists, please call Bio-Rad support. | TRUE
DR_WAIT_FOR_READ_TIMEOUT | DR_WAIT_FOR_READ_TIMEOUT | ServiceCall | ServiceCall | DR | DR | TRUE | TRUE | A Droplet Reader error has occurred. Please allow the current runs to complete, if possible. Then power cycle the instrument and try again. If the issue persists, please call Bio-Rad support. | TRUE | TRUE | A Droplet Reader error has occurred. Please allow the current runs to complete, if possible. Then power cycle the instrument and try again. If the issue persists, please call Bio-Rad support. | TRUE
DR_DETECTOR_IN_ERROR | DR_DETECTOR_IN_ERROR | ServiceCall | ServiceCall | DR | DR | TRUE | TRUE | A Droplet Reader error has occurred. Please allow the current runs to complete, if possible. Then power cycle the instrument and try again. If the issue persists, please call Bio-Rad support. | TRUE | TRUE | A Droplet Reader error has occurred. Please allow the current runs to complete, if possible. Then power cycle the instrument and try again. If the issue persists, please call Bio-Rad support. | TRUE
DR_FLUIDICS_IN_ERROR | DR_FLUIDICS_IN_ERROR | ServiceCall | ServiceCall | DR | DR | TRUE | TRUE | A Droplet Reader error has occurred. Please allow the current runs to complete, if possible. Then power cycle the instrument and try again. If the issue persists, please call Bio-Rad support. | TRUE | TRUE | A Droplet Reader error has occurred. Please allow the current runs to complete, if possible. Then power cycle the instrument and try again. If the issue persists, please call Bio-Rad support. | TRUE
DR_PID_NOT_SETTLED_ERROR | DR_PID_NOT_SETTLED_ERROR | ServiceCall | ServiceCall | DR | DR | TRUE | TRUE | A Droplet Reader error has occurred. Power cycle the instrument and try again. If the issue persists, please call Bio-Rad support. | TRUE | TRUE | A Droplet Reader error has occurred. Power cycle the instrument and try again. If the issue persists, please call Bio-Rad support. | TRUE
DR_WASTE_BOTTLE_ERROR | DR_WASTE_BOTTLE_ERROR | ServiceCall | ServiceCall | DR | DR,Bottles | TRUE | TRUE | A Droplet Reader error has occurred. Please verify that the waste bottles have enough capacity available. Allow the current runs to complete, if possible. Then power cycle the instrument and try again. If the issue persists, please call Bio-Rad support. | TRUE | TRUE | A Droplet Reader error has occurred. Please verify that the waste bottles have enough capacity available. Allow the current runs to complete, if possible. Then power cycle the instrument and try again. If the issue persists, please call Bio-Rad support. | TRUE
DR_DR_BOTTLE_ERROR | DR_DR_BOTTLE_ERROR | ServiceCall | ServiceCall | DR | DR,Bottles | TRUE | TRUE | A Droplet Reader error has occurred. Please verify that the DR oil bottles have enough capacity available. Allow the current runs to complete, if possible. Then power cycle the instrument and try again. If the issue persists, please call Bio-Rad support. | TRUE | TRUE | A Droplet Reader error has occurred. Please verify that the DR oil bottles have enough capacity available. Allow the current runs to complete, if possible. Then power cycle the instrument and try again. If the issue persists, please call Bio-Rad support. | TRUE
DR_UNKNOWN_ERROR | DR_UNKNOWN_ERROR | ServiceCall | ServiceCall | DR | DR | FALSE | FALSE |  | TRUE | TRUE | A Droplet Reader error has occurred. Please allow the current runs to complete, if possible. Then power cycle the instrument and try again. If the issue persists, please call Bio-Rad support. | TRUE
TC_UART_MESSAGE_SENT_INTERRUPT_NOT_RECIEVED | TC_UART_MESSAGE_SENT_INTERRUPT_NOT_RECIEVED | ServiceCall | ServiceCall | TC | TC | TRUE | TRUE | A Thermal Cycler error has occurred. Please allow the current runs to complete, if possible. Then power cycle the instrument and try again. If the issue persists, please call Bio-Rad support. | TRUE | TRUE | A Thermal Cycler error has occurred. Please allow the current runs to complete, if possible. Then power cycle the instrument and try again. If the issue persists, please call Bio-Rad support. | TRUE
TC_UART_COMM_TIMEDOUT | TC_UART_COMM_TIMEDOUT | ServiceCall | ServiceCall | TC | TC | TRUE | TRUE | A Thermal Cycler error has occurred. Please allow the current runs to complete, if possible. Then power cycle the instrument and try again. If the issue persists, please call Bio-Rad support. | TRUE | TRUE | A Thermal Cycler error has occurred. Please allow the current runs to complete, if possible. Then power cycle the instrument and try again. If the issue persists, please call Bio-Rad support. | TRUE
TC_UNKNOWN_UART_ERROR | TC_UNKNOWN_UART_ERROR | ServiceCall | ServiceCall | TC | TC | FALSE | FALSE |  | TRUE | TRUE | TC unknown uart error | TRUE
TC_LINK_ERROR_BAD_CALL | TC_LINK_ERROR_BAD_CALL | ServiceCall | ServiceCall | TC | TC | TRUE | TRUE | A Thermal Cycler error has occurred. Please allow the current runs to complete, if possible. Then power cycle the instrument and try again. If the issue persists, please call Bio-Rad support. | TRUE | TRUE | A Thermal Cycler error has occurred. Please allow the current runs to complete, if possible. Then power cycle the instrument and try again. If the issue persists, please call Bio-Rad support. | TRUE
TC_LINK_ERROR_BAD_SEND | TC_LINK_ERROR_BAD_SEND | ServiceCall | ServiceCall | TC | TC | TRUE | TRUE | A Thermal Cycler error has occurred. Please allow the current runs to complete, if possible. Then power cycle the instrument and try again. If the issue persists, please call Bio-Rad support. | TRUE | TRUE | A Thermal Cycler error has occurred. Please allow the current runs to complete, if possible. Then power cycle the instrument and try again. If the issue persists, please call Bio-Rad support. | TRUE
TC_LINK_ERROR_BAD_LT_CALL | TC_LINK_ERROR_BAD_LT_CALL | ServiceCall | ServiceCall | TC | TC | TRUE | TRUE | A Thermal Cycler error has occurred. Please allow the current runs to complete, if possible. Then power cycle the instrument and try again. If the issue persists, please call Bio-Rad support. | TRUE | TRUE | A Thermal Cycler error has occurred. Please allow the current runs to complete, if possible. Then power cycle the instrument and try again. If the issue persists, please call Bio-Rad support. | TRUE
TC_LINK_ERROR_RESP_TIMEOUT | TC_LINK_ERROR_RESP_TIMEOUT | ServiceCall | ServiceCall | TC | TC | TRUE | TRUE | A Thermal Cycler error has occurred. Please allow the current runs to complete, if possible. Then power cycle the instrument and try again. If the issue persists, please call Bio-Rad support. | TRUE | TRUE | A Thermal Cycler error has occurred. Please allow the current runs to complete, if possible. Then power cycle the instrument and try again. If the issue persists, please call Bio-Rad support. | TRUE
TC_LINK_ERROR_BAD_RESP | TC_LINK_ERROR_BAD_RESP | ServiceCall | ServiceCall | TC | TC | TRUE | TRUE | A Thermal Cycler error has occurred. Please allow the current runs to complete, if possible. Then power cycle the instrument and try again. If the issue persists, please call Bio-Rad support. | TRUE | TRUE | A Thermal Cycler error has occurred. Please allow the current runs to complete, if possible. Then power cycle the instrument and try again. If the issue persists, please call Bio-Rad support. | TRUE
TC_LINK_ERROR_SLAVE_STATUS | TC_LINK_ERROR_SLAVE_STATUS | ServiceCall | ServiceCall | TC | TC | TRUE | TRUE | A Thermal Cycler error has occurred. Please allow the current runs to complete, if possible. Then power cycle the instrument and try again. If the issue persists, please call Bio-Rad support. | TRUE | TRUE | A Thermal Cycler error has occurred. Please allow the current runs to complete, if possible. Then power cycle the instrument and try again. If the issue persists, please call Bio-Rad support. | TRUE
TC_LINK_ERROR_BAD_RTN_IDX | TC_LINK_ERROR_BAD_RTN_IDX | ServiceCall | ServiceCall | TC | TC | TRUE | TRUE | A Thermal Cycler error has occurred. Please allow the current runs to complete, if possible. Then power cycle the instrument and try again. If the issue persists, please call Bio-Rad support. | TRUE | TRUE | A Thermal Cycler error has occurred. Please allow the current runs to complete, if possible. Then power cycle the instrument and try again. If the issue persists, please call Bio-Rad support. | TRUE
TC_LINK_ERROR_BAD_CMN_CHN | TC_LINK_ERROR_BAD_CMN_CHN | ServiceCall | ServiceCall | TC | TC | TRUE | TRUE | A Thermal Cycler error has occurred. Please allow the current runs to complete, if possible. Then power cycle the instrument and try again. If the issue persists, please call Bio-Rad support. | TRUE | TRUE | A Thermal Cycler error has occurred. Please allow the current runs to complete, if possible. Then power cycle the instrument and try again. If the issue persists, please call Bio-Rad support. | TRUE
TC_LINK_ERROR_UNEXP_RESP | TC_LINK_ERROR_UNEXP_RESP | ServiceCall | ServiceCall | TC | TC | TRUE | TRUE | A Thermal Cycler error has occurred. Please allow the current runs to complete, if possible. Then power cycle the instrument and try again. If the issue persists, please call Bio-Rad support. | TRUE | TRUE | A Thermal Cycler error has occurred. Please allow the current runs to complete, if possible. Then power cycle the instrument and try again. If the issue persists, please call Bio-Rad support. | TRUE
TC_LINK_ERROR_BUSY_ERROR | TC_LINK_ERROR_BUSY_ERROR | ServiceCall | ServiceCall | TC | TC | TRUE | TRUE | A Thermal Cycler error has occurred. Please allow the current runs to complete, if possible. Then power cycle the instrument and try again. If the issue persists, please call Bio-Rad support. | TRUE | TRUE | A Thermal Cycler error has occurred. Please allow the current runs to complete, if possible. Then power cycle the instrument and try again. If the issue persists, please call Bio-Rad support. | TRUE
TC_LINK_ERROR_ATTENTION_TO | TC_LINK_ERROR_ATTENTION_TO | ServiceCall | ServiceCall | TC | TC | TRUE | TRUE | A Thermal Cycler error has occurred. Please allow the current runs to complete, if possible. Then power cycle the instrument and try again. If the issue persists, please call Bio-Rad support. | TRUE | TRUE | A Thermal Cycler error has occurred. Please allow the current runs to complete, if possible. Then power cycle the instrument and try again. If the issue persists, please call Bio-Rad support. | TRUE
TC_LINK_ERROR_SLAVE_ABORT | TC_LINK_ERROR_SLAVE_ABORT | ServiceCall | ServiceCall | TC | TC | TRUE | TRUE | A Thermal Cycler error has occurred. Please allow the current runs to complete, if possible. Then power cycle the instrument and try again. If the issue persists, please call Bio-Rad support. | TRUE | TRUE | A Thermal Cycler error has occurred. Please allow the current runs to complete, if possible. Then power cycle the instrument and try again. If the issue persists, please call Bio-Rad support. | TRUE
TC_LINK_ERROR_BAD_RCV | TC_LINK_ERROR_BAD_RCV | ServiceCall | ServiceCall | TC | TC | TRUE | TRUE | A Thermal Cycler error has occurred. Please allow the current runs to complete, if possible. Then power cycle the instrument and try again. If the issue persists, please call Bio-Rad support. | TRUE | TRUE | A Thermal Cycler error has occurred. Please allow the current runs to complete, if possible. Then power cycle the instrument and try again. If the issue persists, please call Bio-Rad support. | TRUE
TC_LINK_ERROR_SLAVE_RCV | TC_LINK_ERROR_SLAVE_RCV | ServiceCall | ServiceCall | TC | TC | TRUE | TRUE | A Thermal Cycler error has occurred. Please allow the current runs to complete, if possible. Then power cycle the instrument and try again. If the issue persists, please call Bio-Rad support. | TRUE | TRUE | A Thermal Cycler error has occurred. Please allow the current runs to complete, if possible. Then power cycle the instrument and try again. If the issue persists, please call Bio-Rad support. | TRUE
TC_LINK_ERROR_SLAVE_SEND | TC_LINK_ERROR_SLAVE_SEND | ServiceCall | ServiceCall | TC | TC | TRUE | TRUE | A Thermal Cycler error has occurred. Please allow the current runs to complete, if possible. Then power cycle the instrument and try again. If the issue persists, please call Bio-Rad support. | TRUE | TRUE | A Thermal Cycler error has occurred. Please allow the current runs to complete, if possible. Then power cycle the instrument and try again. If the issue persists, please call Bio-Rad support. | TRUE
TC_UNKNOWN_LINK_ERROR | TC_UNKNOWN_LINK_ERROR | ServiceCall | ServiceCall | TC | TC | FALSE | FALSE |  | TRUE | TRUE | TC unknown link error | TRUE
TC_RUNSTATE_ERROR_RUNNING | TC_RUNSTATE_ERROR_RUNNING | ServiceCall | ServiceCall | TC | TC | TRUE | TRUE | A Thermal Cycler error has occurred. Please allow the current runs to complete, if possible. Then power cycle the instrument and try again. If the issue persists, please call Bio-Rad support. | TRUE | TRUE | A Thermal Cycler error has occurred. Please allow the current runs to complete, if possible. Then power cycle the instrument and try again. If the issue persists, please call Bio-Rad support. | TRUE
TC_RUNSTATE_ERROR_PAUSED | TC_RUNSTATE_ERROR_PAUSED | ServiceCall | ServiceCall | TC | TC | TRUE | TRUE | A Thermal Cycler error has occurred. Please allow the current runs to complete, if possible. Then power cycle the instrument and try again. If the issue persists, please call Bio-Rad support. | TRUE | TRUE | A Thermal Cycler error has occurred. Please allow the current runs to complete, if possible. Then power cycle the instrument and try again. If the issue persists, please call Bio-Rad support. | TRUE
TC_RUNSTATE_ERROR_HOLD | TC_RUNSTATE_ERROR_HOLD | ServiceCall | ServiceCall | TC | TC | TRUE | TRUE | A Thermal Cycler error has occurred. Please allow the current runs to complete, if possible. Then power cycle the instrument and try again. If the issue persists, please call Bio-Rad support. | TRUE | TRUE | A Thermal Cycler error has occurred. Please allow the current runs to complete, if possible. Then power cycle the instrument and try again. If the issue persists, please call Bio-Rad support. | TRUE
TC_RUNSTATE_ERROR_SELF_TEST | TC_RUNSTATE_ERROR_SELF_TEST | Warning | Warning | TC | TC | FALSE | FALSE |  | TRUE | TRUE | TC runstate error self test | TRUE
TC_RUNSTATE_ERROR_INCUBATE | TC_RUNSTATE_ERROR_INCUBATE | Warning | Warning | TC | TC | FALSE | FALSE |  | TRUE | TRUE | TC runstate error incubate | TRUE
TC_RUNSTATE_ERROR_ABORT | TC_RUNSTATE_ERROR_ABORT | ServiceCall | ServiceCall | TC | TC | TRUE | TRUE | A Thermal Cycler error has occurred. Please allow the current runs to complete, if possible. Then power cycle the instrument and try again. If the issue persists, please call Bio-Rad support. | TRUE | TRUE | A Thermal Cycler error has occurred. Please allow the current runs to complete, if possible. Then power cycle the instrument and try again. If the issue persists, please call Bio-Rad support. | TRUE
TC_RUNSTATE_ERROR_INST_CHECK | TC_RUNSTATE_ERROR_INST_CHECK | Warning | Warning | TC | TC | FALSE | FALSE |  | TRUE | TRUE | TC runstate error inst check | TRUE
TC_DOWNLOAD_FAILED_MESSAGE_LENGTH | TC_DOWNLOAD_FAILED_MESSAGE_LENGTH | ServiceCall | ServiceCall | TC | TC | TRUE | TRUE | A Thermal Cycler error has occurred. Please allow the current runs to complete, if possible. Then power cycle the instrument and try again. If the issue persists, please call Bio-Rad support. | TRUE | TRUE | A Thermal Cycler error has occurred. Please allow the current runs to complete, if possible. Then power cycle the instrument and try again. If the issue persists, please call Bio-Rad support. | TRUE
TC_DOWNLOAD_FAILED_LINK_STATUS | TC_DOWNLOAD_FAILED_LINK_STATUS | ServiceCall | ServiceCall | TC | TC | TRUE | TRUE | A Thermal Cycler error has occurred. Please allow the current runs to complete, if possible. Then power cycle the instrument and try again. If the issue persists, please call Bio-Rad support. | TRUE | TRUE | A Thermal Cycler error has occurred. Please allow the current runs to complete, if possible. Then power cycle the instrument and try again. If the issue persists, please call Bio-Rad support. | TRUE
TC_DOWNLOAD_FAILED_FUNC_ID | TC_DOWNLOAD_FAILED_FUNC_ID | ServiceCall | ServiceCall | TC | TC | TRUE | TRUE | A Thermal Cycler error has occurred. Please allow the current runs to complete, if possible. Then power cycle the instrument and try again. If the issue persists, please call Bio-Rad support. | TRUE | TRUE | A Thermal Cycler error has occurred. Please allow the current runs to complete, if possible. Then power cycle the instrument and try again. If the issue persists, please call Bio-Rad support. | TRUE
TC_DOWNLOAD_FAILED_TIMEOUT | TC_DOWNLOAD_FAILED_TIMEOUT | ServiceCall | ServiceCall | TC | TC | TRUE | TRUE | A Thermal Cycler error has occurred. Please allow the current runs to complete, if possible. Then power cycle the instrument and try again. If the issue persists, please call Bio-Rad support. | TRUE | TRUE | A Thermal Cycler error has occurred. Please allow the current runs to complete, if possible. Then power cycle the instrument and try again. If the issue persists, please call Bio-Rad support. | TRUE
TC_UNKNOWN_DOWNLOAD_FAILED | TC_UNKNOWN_DOWNLOAD_FAILED | ServiceCall | ServiceCall | TC | TC | FALSE | FALSE |  | TRUE | TRUE | A Thermal Cycler error has occurred. Please allow the current runs to complete, if possible. Then power cycle the instrument and try again. If the issue persists, please call Bio-Rad support. | TRUE
LOCAL_CONTROLLER_TO_TC_DOWNLOAD_FAILED | LOCAL_CONTROLLER_TO_TC_DOWNLOAD_FAILED | ServiceCall | ServiceCall | Instrument | TC,Instrument | TRUE | TRUE | A Thermal Cycler error has occurred. Please allow the current runs to complete, if possible. Then power cycle the instrument and try again. If the issue persists, please call Bio-Rad support. | TRUE | TRUE | A Thermal Cycler error has occurred. Please allow the current runs to complete, if possible. Then power cycle the instrument and try again. If the issue persists, please call Bio-Rad support. | TRUE
TC_INSTRUMENT_TO_LOCAL_CONTROLLER_FAILED | TC_INSTRUMENT_TO_LOCAL_CONTROLLER_FAILED | ServiceCall | ServiceCall | TC | TC,Instrument | TRUE | TRUE | A Thermal Cycler error has occurred. Please allow the current runs to complete, if possible. Then power cycle the instrument and try again. If the issue persists, please call Bio-Rad support. | TRUE | TRUE | A Thermal Cycler error has occurred. Please allow the current runs to complete, if possible. Then power cycle the instrument and try again. If the issue persists, please call Bio-Rad support. | TRUE
TC_OPERATION_NOT_ALLOWED_ERROR | TC_OPERATION_NOT_ALLOWED_ERROR | ServiceCall | ServiceCall | TC | TC | TRUE | TRUE | A Thermal Cycler error has occurred. Please allow the current runs to complete, if possible. Then power cycle the instrument and try again. If the issue persists, please call Bio-Rad support. | TRUE | TRUE | A Thermal Cycler error has occurred. Please allow the current runs to complete, if possible. Then power cycle the instrument and try again. If the issue persists, please call Bio-Rad support. | TRUE
TC_UNKNOWN_ERROR | TC_UNKNOWN_ERROR | ServiceCall | ServiceCall | TC | TC | FALSE | FALSE |  | TRUE | TRUE | TC unknown error | TRUE
TC_LID_ERROR_NO_CHIP_DETECTED | TC_LID_ERROR_NO_CHIP_DETECTED | ServiceCall | ServiceCall | TC | TC | FALSE | FALSE |  | TRUE | TRUE | TC lid error no chip detected | TRUE
TC_LID_ERROR_CHIP_PLACEMENT | TC_LID_ERROR_CHIP_PLACEMENT | ServiceCall | ServiceCall | TC | TC | FALSE | FALSE |  | TRUE | TRUE | TC lid error chip placement | TRUE
TC_LID_UNKNOWN_ERROR | TC_LID_UNKNOWN_ERROR | ServiceCall | ServiceCall | TC | TC | FALSE | FALSE |  | TRUE | TRUE | TC lid unknown error | TRUE
TC_LID_AXIS_ERROR_FALTED | TC_LID_AXIS_ERROR_FALTED | ServiceCall | ServiceCall | TC | TC | TRUE | TRUE | A Thermal Cycler error has occurred. Please allow the current runs to complete, if possible. Then power cycle the instrument and try again. If the issue persists, please call Bio-Rad support. | TRUE | TRUE | A Thermal Cycler error has occurred. Please allow the current runs to complete, if possible. Then power cycle the instrument and try again. If the issue persists, please call Bio-Rad support. | TRUE
TC_LID_AXIS_ERROR_ENCODER_COUNT_DOES_NOT_MATCH_CSPIN | TC_LID_AXIS_ERROR_ENCODER_COUNT_DOES_NOT_MATCH_CSPIN | ServiceCall | ServiceCall | TC | TC | TRUE | TRUE | A Thermal Cycler error has occurred. Please allow the current runs to complete, if possible. Then power cycle the instrument and try again. If the issue persists, please call Bio-Rad support. | TRUE | TRUE | A Thermal Cycler error has occurred. Please allow the current runs to complete, if possible. Then power cycle the instrument and try again. If the issue persists, please call Bio-Rad support. | TRUE
TC_LID_AXIS_ERROR_CSPIN_COUNT_DOES_NOT_MATCH_REQUESTED | TC_LID_AXIS_ERROR_CSPIN_COUNT_DOES_NOT_MATCH_REQUESTED | ServiceCall | ServiceCall | TC | TC | TRUE | TRUE | A Thermal Cycler error has occurred. Please allow the current runs to complete, if possible. Then power cycle the instrument and try again. If the issue persists, please call Bio-Rad support. | TRUE | TRUE | A Thermal Cycler error has occurred. Please allow the current runs to complete, if possible. Then power cycle the instrument and try again. If the issue persists, please call Bio-Rad support. | TRUE
TC_LID_AXIS_ERROR_TIMED_OUT | TC_LID_AXIS_ERROR_TIMED_OUT | ServiceCall | ServiceCall | TC | TC | TRUE | TRUE | A Thermal Cycler error has occurred. Please allow the current runs to complete, if possible. Then power cycle the instrument and try again. If the issue persists, please call Bio-Rad support. | TRUE | TRUE | A Thermal Cycler error has occurred. Please allow the current runs to complete, if possible. Then power cycle the instrument and try again. If the issue persists, please call Bio-Rad support. | TRUE
TC_LID_AXIS_UNKNOWN_ERROR | TC_LID_AXIS_UNKNOWN_ERROR | ServiceCall | ServiceCall | TC | TC | FALSE | FALSE |  | TRUE | TRUE | TC lid axis unknown error | TRUE
TC_LID_ADC_BASED_MOTION_ERROR_ABORTED_ADC_CHANGED | TC_LID_ADC_BASED_MOTION_ERROR_ABORTED_ADC_CHANGED | ServiceCall | ServiceCall | TC | TC | TRUE | TRUE | A Thermal Cycler error has occurred. Please allow the current runs to complete, if possible. Then power cycle the instrument and try again. If the issue persists, please call Bio-Rad support. | TRUE | TRUE | A Thermal Cycler error has occurred. Please allow the current runs to complete, if possible. Then power cycle the instrument and try again. If the issue persists, please call Bio-Rad support. | TRUE
TC_LID_ADC_BASED_MOTION_ERROR_KILL_SWITCH_STOPPED_MOTOR | TC_LID_ADC_BASED_MOTION_ERROR_KILL_SWITCH_STOPPED_MOTOR | ServiceCall | ServiceCall | TC | TC | TRUE | TRUE | A Thermal Cycler error has occurred. Please allow the current runs to complete, if possible. Then power cycle the instrument and try again. If the issue persists, please call Bio-Rad support. | TRUE | TRUE | A Thermal Cycler error has occurred. Please allow the current runs to complete, if possible. Then power cycle the instrument and try again. If the issue persists, please call Bio-Rad support. | TRUE
TC_LID_ADC_BASED_MOTION_ERROR_NOT_ENOUGH_ADC_RANGE | TC_LID_ADC_BASED_MOTION_ERROR_NOT_ENOUGH_ADC_RANGE | ServiceCall | ServiceCall | TC | TC | TRUE | TRUE | A Thermal Cycler error has occurred. Please allow the current runs to complete, if possible. Then power cycle the instrument and try again. If the issue persists, please call Bio-Rad support. | TRUE | TRUE | A Thermal Cycler error has occurred. Please allow the current runs to complete, if possible. Then power cycle the instrument and try again. If the issue persists, please call Bio-Rad support. | TRUE
TC_LID_ADC_BASED_MOTION_ERROR_CSPIN_COUNT_DOES_NOT_MATCH_REQUESTED | TC_LID_ADC_BASED_MOTION_ERROR_CSPIN_COUNT_DOES_NOT_MATCH_REQUESTED | ServiceCall | ServiceCall | TC | TC | TRUE | TRUE | A Thermal Cycler error has occurred. Please allow the current runs to complete, if possible. Then power cycle the instrument and try again. If the issue persists, please call Bio-Rad support. | TRUE | TRUE | A Thermal Cycler error has occurred. Please allow the current runs to complete, if possible. Then power cycle the instrument and try again. If the issue persists, please call Bio-Rad support. | TRUE
TC_LID_ADC_BASED_MOTION_ERROR_ENCODER_COUNT_DOES_NOT_MATCH_CSPIN_AT_BOTTOM | TC_LID_ADC_BASED_MOTION_ERROR_ENCODER_COUNT_DOES_NOT_MATCH_CSPIN_AT_BOTTOM | ServiceCall | ServiceCall | TC | TC | TRUE | TRUE | A Thermal Cycler error has occurred. Please allow the current runs to complete, if possible. Then power cycle the instrument and try again. If the issue persists, please call Bio-Rad support. | TRUE | TRUE | A Thermal Cycler error has occurred. Please allow the current runs to complete, if possible. Then power cycle the instrument and try again. If the issue persists, please call Bio-Rad support. | TRUE
TC_LID_ADC_BASED_MOTION_ERROR_ENCOUDER_COUNT_DOES_NOT_MATCH_CSPIN | TC_LID_ADC_BASED_MOTION_ERROR_ENCOUDER_COUNT_DOES_NOT_MATCH_CSPIN | ServiceCall | ServiceCall | TC | TC | TRUE | TRUE | A Thermal Cycler error has occurred. Please allow the current runs to complete, if possible. Then power cycle the instrument and try again. If the issue persists, please call Bio-Rad support. | TRUE | TRUE | A Thermal Cycler error has occurred. Please allow the current runs to complete, if possible. Then power cycle the instrument and try again. If the issue persists, please call Bio-Rad support. | TRUE
TC_LID_ADC_BASED_MOTION_UNKNOWN_ERROR | TC_LID_ADC_BASED_MOTION_UNKNOWN_ERROR | ServiceCall | ServiceCall | TC | TC | FALSE | FALSE |  | TRUE | TRUE | A Thermal Cycler error has occurred. Please allow the current runs to complete, if possible. Then power cycle the instrument and try again. If the issue persists, please call Bio-Rad support. | TRUE
PLATE_RESOURCE_DG_MISSING | PLATE_RESOURCE_DG_MISSING | ServiceCall | ServiceCall | Instrument | DG | TRUE | TRUE | A Droplet Generator error has occurred. Please allow the current runs to complete, if possible. Then power cycle the instrument and try again. If the issue persists, please call Bio-Rad support. | TRUE | TRUE | A Droplet Generator error has occurred. Please allow the current runs to complete, if possible. Then power cycle the instrument and try again. If the issue persists, please call Bio-Rad support. | TRUE
PLATE_RESOURCE_DG_IN_ERROR | PLATE_RESOURCE_DG_IN_ERROR | ServiceCall | ServiceCall | Instrument | DG | TRUE | TRUE | A Droplet Generator error has occurred. Please allow the current runs to complete, if possible. Then power cycle the instrument and try again. If the issue persists, please call Bio-Rad support. | TRUE | TRUE | A Droplet Generator error has occurred. Please allow the current runs to complete, if possible. Then power cycle the instrument and try again. If the issue persists, please call Bio-Rad support. | TRUE
PLATE_RESOURCE_TC_MISSING | PLATE_RESOURCE_TC_MISSING | ServiceCall | ServiceCall | Instrument | TC | TRUE | TRUE | A Thermal Cycler error has occurred. Please allow the current runs to complete, if possible. Then power cycle the instrument and try again. If the issue persists, please call Bio-Rad support. | TRUE | TRUE | A Thermal Cycler error has occurred. Please allow the current runs to complete, if possible. Then power cycle the instrument and try again. If the issue persists, please call Bio-Rad support. | TRUE
PLATE_RESOURCE_TC_IN_ERROR | PLATE_RESOURCE_TC_IN_ERROR | ServiceCall | ServiceCall | Instrument | TC | TRUE | TRUE | A Thermal Cycler error has occurred. Please allow the current runs to complete, if possible. Then power cycle the instrument and try again. If the issue persists, please call Bio-Rad support. | TRUE | TRUE | A Thermal Cycler error has occurred. Please allow the current runs to complete, if possible. Then power cycle the instrument and try again. If the issue persists, please call Bio-Rad support. | TRUE
PLATE_RESOURCE_DR_MISSING | PLATE_RESOURCE_DR_MISSING | ServiceCall | ServiceCall | Instrument | DR | TRUE | TRUE | A Droplet Reader error has occurred. Please allow the current runs to complete, if possible. Then power cycle the instrument and try again. If the issue persists, please call Bio-Rad support. | TRUE | TRUE | A Droplet Reader error has occurred. Please allow the current runs to complete, if possible. Then power cycle the instrument and try again. If the issue persists, please call Bio-Rad support. | TRUE
PLATE_RESOURCE_DR_IN_ERROR | PLATE_RESOURCE_DR_IN_ERROR | ServiceCall | ServiceCall | Instrument | DR | TRUE | TRUE | A Droplet Reader error has occurred. Please allow the current runs to complete, if possible. Then power cycle the instrument and try again. If the issue persists, please call Bio-Rad support. | TRUE | TRUE | A Droplet Reader error has occurred. Please allow the current runs to complete, if possible. Then power cycle the instrument and try again. If the issue persists, please call Bio-Rad support. | TRUE
PLATE_RESOURCE_PH_MISSING | PLATE_RESOURCE_PH_MISSING | ServiceCall | ServiceCall | Instrument | PlateHandler | TRUE | TRUE | A Plate Handler error has occurred. Please allow the current runs to complete, if possible. Then power cycle the instrument and try again. If the issue persists, please call Bio-Rad support. | TRUE | TRUE | A Plate Handler error has occurred. Please allow the current runs to complete, if possible. Then power cycle the instrument and try again. If the issue persists, please call Bio-Rad support. | TRUE
PLATE_RESOURCE_PH_IN_ERROR | PLATE_RESOURCE_PH_IN_ERROR | ServiceCall | ServiceCall | Instrument | PlateHandler | TRUE | TRUE | A Plate Handler error has occurred. Please allow the current runs to complete, if possible. Then power cycle the instrument and try again. If the issue persists, please call Bio-Rad support. | TRUE | TRUE | A Plate Handler error has occurred. Please allow the current runs to complete, if possible. Then power cycle the instrument and try again. If the issue persists, please call Bio-Rad support. | TRUE
PLATE_RESOURCE_INSUFFICIENT_DG_EG_OIL | PLATE_RESOURCE_INSUFFICIENT_DG_EG_OIL | AssistanceNeeded | AssistanceNeeded | Instrument | DG,Bottles | FALSE | FALSE |  | TRUE | TRUE | Plate resource insufficient DG/EG oil | TRUE
PLATE_RESOURCE_INSUFFICIENT_DG_PROBE_OIL | PLATE_RESOURCE_INSUFFICIENT_DG_PROBE_OIL | AssistanceNeeded | AssistanceNeeded | Bottles | DG,Bottles | TRUE | TRUE | There is not enough Droplet Generation Oil for Probes to run the loaded plates. Please add an extra bottle or one with more oil. | TRUE | TRUE | There is not enough Droplet Generation Oil for Probes to run the loaded plates. Please add an extra bottle or one with more oil. | TRUE
PLATE_RESOURCE_INSUFFICIENT_DR_OIL | PLATE_RESOURCE_INSUFFICIENT_DR_OIL | AssistanceNeeded | AssistanceNeeded | Bottles | DR,Bottles | TRUE | TRUE | There is not enough Droplet Reader Oil to run the loaded plates. Please add an extra bottle or one with more oil. | TRUE | TRUE | There is not enough Droplet Reader Oil to run the loaded plates. Please add an extra bottle or one with more oil. | TRUE
PLATE_RESOURCE_INSUFFICIENT_WASTE | PLATE_RESOURCE_INSUFFICIENT_WASTE | AssistanceNeeded | AssistanceNeeded | Bottles | Bottles | TRUE | TRUE | There is not enough Waste Oil capacity to run the loaded plates. Please add an extra bottle or one with more capacity. | TRUE | TRUE | There is not enough Waste Oil capacity to run the loaded plates. Please add an extra bottle or one with more capacity. | TRUE
BOTTLE_MISPLACED_P1 | BOTTLE_MISPLACED_P1 | AssistanceNeeded | AssistanceNeeded | Bottles | Bottles | TRUE | TRUE | The bottle in Droplet Generation Oil for Probes position 1 is not recognised as a Droplet Generation Oil for Probes bottle. Please try another bottle. | TRUE | TRUE | The bottle in Droplet Generation Oil for Probes position 1 is not recognized as a Droplet Generation Oil for Probes bottle. Please try another bottle. | TRUE
BOTTLE_MISPLACED_P2 | BOTTLE_MISPLACED_P2 | AssistanceNeeded | AssistanceNeeded | Bottles | Bottles | TRUE | TRUE | The bottle in Droplet Generation Oil for Probes position 2 is not recognised as a Droplet Generation Oil for Probes bottle. Please try another bottle. | TRUE | TRUE | The bottle in Droplet Generation Oil for Probes position 2 is not recognized as a Droplet Generation Oil for Probes bottle. Please try another bottle. | TRUE
BOTTLE_MISPLACED_E1 | BOTTLE_MISPLACED_E1 | AssistanceNeeded | AssistanceNeeded | Bottles | Bottles | FALSE | FALSE |  | TRUE | TRUE | The bottle inserted into the DG Oil EvaGreen 1 slot is not recognized as an EvaGreen Oil bottle. • Remove and insert a bottle with DG EvaGreen Oil. | TRUE
BOTTLE_MISPLACED_E2 | BOTTLE_MISPLACED_E2 | AssistanceNeeded | AssistanceNeeded | Bottles | Bottles | FALSE | FALSE |  | TRUE | TRUE | The bottle inserted into the DG Oil EvaGreen 2 slot is not recognized as an EvaGreen Oil bottle. • Remove and insert a bottle with DG EvaGreen Oil. | TRUE
BOTTLE_MISPLACED_D1 | BOTTLE_MISPLACED_D1 | AssistanceNeeded | AssistanceNeeded | Bottles | Bottles | TRUE | TRUE | The bottle in Droplet Reader Oil position 1 is not recognised as a Droplet Reader Oil Bottle. Please try another bottle. | TRUE | TRUE | The bottle in Droplet Reader Oil position 1 is not recognized as a Droplet Reader Oil Bottle. • Please try another bottle. | TRUE
BOTTLE_MISPLACED_D2 | BOTTLE_MISPLACED_D2 | AssistanceNeeded | AssistanceNeeded | Bottles | Bottles | TRUE | TRUE | The bottle in Droplet Reader Oil position 2 is not recognised as a Droplet Reader Oil Bottle. Please try another bottle. | TRUE | TRUE | The bottle in Droplet Reader Oil position 2 is not recognized as a Droplet Reader Oil Bottle. • Please try another bottle. | TRUE
BOTTLE_MISPLACED_W1 | BOTTLE_MISPLACED_W1 | AssistanceNeeded | AssistanceNeeded | Bottles | Bottles | TRUE | TRUE | The bottle in Waste position 1 is not recognised as a waste bottle. Please try another bottle. | TRUE | TRUE | The bottle in Waste position 1 is not recognized as a waste bottle. • Remove and insert a Waste bottle. | TRUE
BOTTLE_MISPLACED_W2 | BOTTLE_MISPLACED_W2 | AssistanceNeeded | AssistanceNeeded | Bottles | Bottles | TRUE | TRUE | The bottle in Waste position 2 is not recognised as a waste bottle. Please try another bottle. | TRUE | TRUE | The bottle in Waste position 2 is not recognized as a waste bottle. • Remove and insert a Waste bottle. | TRUE
RFID_STATION_WRONG_PLATE_ID | RFID_STATION_WRONG_PLATE_ID | AssistanceNeeded | Warning | Instrument | Instrument | FALSE | FALSE |  | TRUE | TRUE | Plate from an entry hotel slot has a different RFID than originally scanned. | TRUE
RFID_STATION_READ_FAILED | RFID_STATION_READ_FAILED | AssistanceNeeded | Warning | Instrument | Instrument | FALSE | FALSE |  | TRUE | TRUE | RFID station read failed | TRUE
RFID_STATION_WRITE_FAILED | RFID_STATION_WRITE_FAILED | AssistanceNeeded | AssistanceNeeded | Instrument | Instrument | FALSE | FALSE |  | TRUE | TRUE | RFID station write failed | TRUE
ERROR_DR_DETECTOR_LED_DRIVE_V24V_OUT_OF_RANGE | ERROR_DR_DETECTOR_LED_DRIVE_V24V_OUT_OF_RANGE | ServiceCall | ServiceCall | DR | DR | TRUE | TRUE | A Droplet Reader error has occurred. Please allow the current runs to complete, if possible. Then power cycle the instrument and try again. If the issue persists, please call Bio-Rad support. | TRUE | TRUE | A Droplet Reader error has occurred. Please allow the current runs to complete, if possible. Then power cycle the instrument and try again. If the issue persists, please call Bio-Rad support. | TRUE
ERROR_DR_DETECTOR_LED_DRIVE_V5V_OUT_OF_RANGE | ERROR_DR_DETECTOR_LED_DRIVE_V5V_OUT_OF_RANGE | ServiceCall | ServiceCall | DR | DR | TRUE | TRUE | A Droplet Reader error has occurred. Please allow the current runs to complete, if possible. Then power cycle the instrument and try again. If the issue persists, please call Bio-Rad support. | TRUE | TRUE | A Droplet Reader error has occurred. Please allow the current runs to complete, if possible. Then power cycle the instrument and try again. If the issue persists, please call Bio-Rad support. | TRUE
ERROR_DR_DETECTOR_LED_DRIVE_V3p3_OUT_OF_RANGE | ERROR_DR_DETECTOR_LED_DRIVE_V3p3_OUT_OF_RANGE | ServiceCall | ServiceCall | DR | DR | TRUE | TRUE | A Droplet Reader error has occurred. Please allow the current runs to complete, if possible. Then power cycle the instrument and try again. If the issue persists, please call Bio-Rad support. | TRUE | TRUE | A Droplet Reader error has occurred. Please allow the current runs to complete, if possible. Then power cycle the instrument and try again. If the issue persists, please call Bio-Rad support. | TRUE
ERROR_DR_DETECTOR_LED_DRIVE_V12V_OUT_OF_RANGE | ERROR_DR_DETECTOR_LED_DRIVE_V12V_OUT_OF_RANGE | ServiceCall | ServiceCall | DR | DR | TRUE | TRUE | A Droplet Reader error has occurred. Please allow the current runs to complete, if possible. Then power cycle the instrument and try again. If the issue persists, please call Bio-Rad support. | TRUE | TRUE | A Droplet Reader error has occurred. Please allow the current runs to complete, if possible. Then power cycle the instrument and try again. If the issue persists, please call Bio-Rad support. | TRUE
ERROR_DR_DETECTOR_LED_DRIVE_V5p6_OUT_OF_RANGE | ERROR_DR_DETECTOR_LED_DRIVE_V5p6_OUT_OF_RANGE | ServiceCall | ServiceCall | DR | DR | TRUE | TRUE | A Droplet Reader error has occurred. Please allow the current runs to complete, if possible. Then power cycle the instrument and try again. If the issue persists, please call Bio-Rad support. | TRUE | TRUE | A Droplet Reader error has occurred. Please allow the current runs to complete, if possible. Then power cycle the instrument and try again. If the issue persists, please call Bio-Rad support. | TRUE
ERROR_DR_DETECTOR_LED_DRIVE_V4p65_OUT_OF_RANGE | ERROR_DR_DETECTOR_LED_DRIVE_V4p65_OUT_OF_RANGE | ServiceCall | ServiceCall | DR | DR | TRUE | TRUE | A Droplet Reader error has occurred. Please allow the current runs to complete, if possible. Then power cycle the instrument and try again. If the issue persists, please call Bio-Rad support. | TRUE | TRUE | A Droplet Reader error has occurred. Please allow the current runs to complete, if possible. Then power cycle the instrument and try again. If the issue persists, please call Bio-Rad support. | TRUE
ERROR_DR_DETECTOR_LED_DRIVE_V24_CURRENT_OUT_OF_RANGE | ERROR_DR_DETECTOR_LED_DRIVE_V24_CURRENT_OUT_OF_RANGE | ServiceCall | ServiceCall | DR | DR | TRUE | TRUE | A Droplet Reader error has occurred. Please allow the current runs to complete, if possible. Then power cycle the instrument and try again. If the issue persists, please call Bio-Rad support. | TRUE | TRUE | A Droplet Reader error has occurred. Please allow the current runs to complete, if possible. Then power cycle the instrument and try again. If the issue persists, please call Bio-Rad support. | TRUE
ERROR_DR_DETECTOR_LED_DRIVE_LOCAL_TEMP_OUT_OF_RANGE | ERROR_DR_DETECTOR_LED_DRIVE_LOCAL_TEMP_OUT_OF_RANGE | ServiceCall | ServiceCall | DR | DR | TRUE | TRUE | A Droplet Reader error has occurred. Please allow the current runs to complete, if possible. Then power cycle the instrument and try again. If the issue persists, please call Bio-Rad support. | TRUE | TRUE | A Droplet Reader error has occurred. Please allow the current runs to complete, if possible. Then power cycle the instrument and try again. If the issue persists, please call Bio-Rad support. | TRUE
ERROR_DR_DETECTOR_LED_DRIVE_REMOTE_TEMP_OUT_OF_RANGE | ERROR_DR_DETECTOR_LED_DRIVE_REMOTE_TEMP_OUT_OF_RANGE | ServiceCall | ServiceCall | DR | DR | TRUE | TRUE | A Droplet Reader error has occurred. Please allow the current runs to complete, if possible. Then power cycle the instrument and try again. If the issue persists, please call Bio-Rad support. | TRUE | TRUE | A Droplet Reader error has occurred. Please allow the current runs to complete, if possible. Then power cycle the instrument and try again. If the issue persists, please call Bio-Rad support. | TRUE
ERROR_DR_DETECTOR_LED_DRIVE_FAN_CURRENT_RED_OUT_OF_RANGE | ERROR_DR_DETECTOR_LED_DRIVE_FAN_CURRENT_RED_OUT_OF_RANGE | ServiceCall | ServiceCall | DR | DR | TRUE | TRUE | A Droplet Reader error has occurred. Please allow the current runs to complete, if possible. Then power cycle the instrument and try again. If the issue persists, please call Bio-Rad support. | TRUE | TRUE | A Droplet Reader error has occurred. Please allow the current runs to complete, if possible. Then power cycle the instrument and try again. If the issue persists, please call Bio-Rad support. | TRUE
ERROR_DR_DETECTOR_LED_DRIVE_FAN_CURRENT_GREEN_OUT_OF_RANGE | ERROR_DR_DETECTOR_LED_DRIVE_FAN_CURRENT_GREEN_OUT_OF_RANGE | ServiceCall | ServiceCall | DR | DR | TRUE | TRUE | A Droplet Reader error has occurred. Please allow the current runs to complete, if possible. Then power cycle the instrument and try again. If the issue persists, please call Bio-Rad support. | TRUE | TRUE | A Droplet Reader error has occurred. Please allow the current runs to complete, if possible. Then power cycle the instrument and try again. If the issue persists, please call Bio-Rad support. | TRUE
ERROR_DR_DETECTOR_LED_DRIVE_LED_RED_CURRENT_OUT_OF_RANGE | ERROR_DR_DETECTOR_LED_DRIVE_LED_RED_CURRENT_OUT_OF_RANGE | ServiceCall | ServiceCall | DR | DR | TRUE | TRUE | A Droplet Reader error has occurred. Please allow the current runs to complete, if possible. Then power cycle the instrument and try again. If the issue persists, please call Bio-Rad support. | TRUE | TRUE | A Droplet Reader error has occurred. Please allow the current runs to complete, if possible. Then power cycle the instrument and try again. If the issue persists, please call Bio-Rad support. | TRUE
ERROR_DR_DETECTOR_LED_DRIVE_LED_GREEN_CURRENT_OUT_OF_RANGE | ERROR_DR_DETECTOR_LED_DRIVE_LED_GREEN_CURRENT_OUT_OF_RANGE | ServiceCall | ServiceCall | DR | DR | TRUE | TRUE | A Droplet Reader error has occurred. Please allow the current runs to complete, if possible. Then power cycle the instrument and try again. If the issue persists, please call Bio-Rad support. | TRUE | TRUE | A Droplet Reader error has occurred. Please allow the current runs to complete, if possible. Then power cycle the instrument and try again. If the issue persists, please call Bio-Rad support. | TRUE
ERROR_DR_DETECTOR_LED_DRIVE_LED_RED_DRIVE_TEMP_OUT_OF_RANGE | ERROR_DR_DETECTOR_LED_DRIVE_LED_RED_DRIVE_TEMP_OUT_OF_RANGE | ServiceCall | ServiceCall | DR | DR | TRUE | TRUE | A Droplet Reader error has occurred. Please allow the current runs to complete, if possible. Then power cycle the instrument and try again. If the issue persists, please call Bio-Rad support. | TRUE | TRUE | A Droplet Reader error has occurred. Please allow the current runs to complete, if possible. Then power cycle the instrument and try again. If the issue persists, please call Bio-Rad support. | TRUE
ERROR_DR_DETECTOR_LED_DRIVE_LED_GREEN_DRIVE_TEMP_OUT_OF_RANGE | ERROR_DR_DETECTOR_LED_DRIVE_LED_GREEN_DRIVE_TEMP_OUT_OF_RANGE | ServiceCall | ServiceCall | DR | DR | TRUE | TRUE | A Droplet Reader error has occurred. Please allow the current runs to complete, if possible. Then power cycle the instrument and try again. If the issue persists, please call Bio-Rad support. | TRUE | TRUE | A Droplet Reader error has occurred. Please allow the current runs to complete, if possible. Then power cycle the instrument and try again. If the issue persists, please call Bio-Rad support. | TRUE
ERROR_DR_DETECTOR_LED_DRIVE_RED_FAN_LOCK_ERROR | ERROR_DR_DETECTOR_LED_DRIVE_RED_FAN_LOCK_ERROR | ServiceCall | ServiceCall | DR | DR | TRUE | TRUE | A Droplet Reader error has occurred. Please allow the current runs to complete, if possible. Then power cycle the instrument and try again. If the issue persists, please call Bio-Rad support. | TRUE | TRUE | A Droplet Reader error has occurred. Please allow the current runs to complete, if possible. Then power cycle the instrument and try again. If the issue persists, please call Bio-Rad support. | TRUE
ERROR_DR_DETECTOR_LED_DRIVE_CYAN_FAN_LOCK_ERROR | ERROR_DR_DETECTOR_LED_DRIVE_CYAN_FAN_LOCK_ERROR | ServiceCall | ServiceCall | DR | DR | TRUE | TRUE | A Droplet Reader error has occurred. Please allow the current runs to complete, if possible. Then power cycle the instrument and try again. If the issue persists, please call Bio-Rad support. | TRUE | TRUE | A Droplet Reader error has occurred. Please allow the current runs to complete, if possible. Then power cycle the instrument and try again. If the issue persists, please call Bio-Rad support. | TRUE
ERROR_DR_DETECTOR_LED_DRIVE_PID_UNSETTLED | ERROR_DR_DETECTOR_LED_DRIVE_PID_UNSETTLED | ServiceCall | ServiceCall | DR | DR | FALSE | FALSE |  | TRUE | TRUE | DR detector LED drive PID unsettled | TRUE
ERROR_DR_DETECTOR_LED_DRIVE_PID_FAILED_TIMEOUT | ERROR_DR_DETECTOR_LED_DRIVE_PID_FAILED_TIMEOUT | ServiceCall | ServiceCall | DR | DR | TRUE | TRUE | A Droplet Reader error has occurred. Please allow the current runs to complete, if possible. Then power cycle the instrument and try again. If the issue persists, please call Bio-Rad support. | TRUE | TRUE | A Droplet Reader error has occurred. Please allow the current runs to complete, if possible. Then power cycle the instrument and try again. If the issue persists, please call Bio-Rad support. | TRUE
ERROR_DR_DETECTOR_LED_DRIVE_GREEN_LED_DAC_WARNING_LEVEL_REACHED | ERROR_DR_DETECTOR_LED_DRIVE_GREEN_LED_DAC_WARNING_LEVEL_REACHED | Warning | ServiceCall | DR | DR | FALSE | FALSE |  | TRUE | TRUE | DR detector LED drive green LED DAC warning level reached | TRUE
ERROR_DR_DETECTOR_LED_DRIVE_RED_LED_DAC_WARNING_LEVEL_REACHED | ERROR_DR_DETECTOR_LED_DRIVE_RED_LED_DAC_WARNING_LEVEL_REACHED | Warning | ServiceCall | DR | DR | FALSE | FALSE |  | TRUE | TRUE | DR detector LED drive red LED DAC warning level reached | TRUE
ERROR_DR_DETECTOR_LED_DRIVE_GREEN_LED_DAC_MAX_VALUE_REACHED | ERROR_DR_DETECTOR_LED_DRIVE_GREEN_LED_DAC_MAX_VALUE_REACHED | ServiceCall | ServiceCall | DR | DR | FALSE | FALSE |  | TRUE | TRUE | DR detector LED drive green LED DAC max value reached | TRUE
ERROR_DR_DETECTOR_LED_DRIVE_RED_LED_DAC_MAX_VALUE_REACHED | ERROR_DR_DETECTOR_LED_DRIVE_RED_LED_DAC_MAX_VALUE_REACHED | ServiceCall | ServiceCall | DR | DR | FALSE | FALSE |  | TRUE | TRUE | DR detector LED drive red LED DAC max value reached | TRUE
ERROR_DR_DETECTOR_LED_DRIVE_FAN_FAILURE_ERROR | ERROR_DR_DETECTOR_LED_DRIVE_FAN_FAILURE_ERROR | ServiceCall | ServiceCall | DR | DR | TRUE | TRUE | A Droplet Reader error has occurred. Please allow the current runs to complete, if possible. Then power cycle the instrument and try again. If the issue persists, please call Bio-Rad support. | TRUE | TRUE | A Droplet Reader error has occurred. Please allow the current runs to complete, if possible. Then power cycle the instrument and try again. If the issue persists, please call Bio-Rad support. | TRUE
ERROR_DR_DETECTOR_LED_DRIVE_CONFIGURATION_ERROR | ERROR_DR_DETECTOR_LED_DRIVE_CONFIGURATION_ERROR | ServiceCall | ServiceCall | DR | DR | TRUE | TRUE | A Droplet Reader error has occurred. Please allow the current runs to complete, if possible. Then power cycle the instrument and try again. If the issue persists, please call Bio-Rad support. | TRUE | TRUE | A Droplet Reader error has occurred. Please allow the current runs to complete, if possible. Then power cycle the instrument and try again. If the issue persists, please call Bio-Rad support. | TRUE
ERROR_DR_DETECTOR_LED_DRIVE_DIGITAL_POT_ERROR | ERROR_DR_DETECTOR_LED_DRIVE_DIGITAL_POT_ERROR | ServiceCall | ServiceCall | DR | DR | TRUE | TRUE | A Droplet Reader error has occurred. Please allow the current runs to complete, if possible. Then power cycle the instrument and try again. If the issue persists, please call Bio-Rad support. | TRUE | TRUE | A Droplet Reader error has occurred. Please allow the current runs to complete, if possible. Then power cycle the instrument and try again. If the issue persists, please call Bio-Rad support. | TRUE
ERROR_DR_DETECTOR_LED_DRIVE_UNKNOWN_ERROR | ERROR_DR_DETECTOR_LED_DRIVE_UNKNOWN_ERROR | ServiceCall | ServiceCall | DR | DR | FALSE | FALSE |  | TRUE | TRUE | DR detector LED drive unknown error | TRUE
ERROR_CHASIS_ENTRY_HOTEL_RFID_ERROR_BAD_TAG_TYPE_P1 | ERROR_CHASIS_ENTRY_HOTEL_RFID_ERROR_BAD_TAG_TYPE_P1 | AssistanceNeeded | AssistanceNeeded | RfidProbesOil1 | RfidProbesOil1,Inbox | TRUE | TRUE | The information on Droplet Generator Probes bottle 1 could not be read successfully. Please remove it and try another bottle. | TRUE | TRUE | The information on Droplet Generation Oil for Probes bottle 1 could not be read successfully. Please remove it and try another bottle. | TRUE
ERROR_CHASIS_ENTRY_HOTEL_RFID_ERROR_BAD_TAG_TYPE_P2 | ERROR_CHASIS_ENTRY_HOTEL_RFID_ERROR_BAD_TAG_TYPE_P2 | AssistanceNeeded | AssistanceNeeded | RfidProbesOil2 | RfidProbesOil2,Inbox | TRUE | TRUE | The information on Droplet Generator Probes bottle 2 could not be read successfully. Please remove it and try another bottle. | TRUE | TRUE | The information on Droplet Generation Oil for Probes bottle 2 could not be read successfully. Please remove it and try another bottle. | TRUE
ERROR_CHASIS_ENTRY_HOTEL_RFID_ERROR_BAD_TAG_TYPE_E1 | ERROR_CHASIS_ENTRY_HOTEL_RFID_ERROR_BAD_TAG_TYPE_E1 | AssistanceNeeded | AssistanceNeeded | RfidEvagreenOil1 | RfidEvagreenOil1,Inbox | FALSE | FALSE |  | TRUE | TRUE | Chassis entry hotel RFID error, bad tag type E1 | TRUE
ERROR_CHASIS_ENTRY_HOTEL_RFID_ERROR_BAD_TAG_TYPE_E2 | ERROR_CHASIS_ENTRY_HOTEL_RFID_ERROR_BAD_TAG_TYPE_E2 | AssistanceNeeded | AssistanceNeeded | RfidEvagreenOil2 | RfidEvagreenOil2,Inbox | FALSE | FALSE |  | TRUE | TRUE | Chassis entry hotel RFID error, bad tag type E2 | TRUE
ERROR_CHASIS_ENTRY_HOTEL_RFID_ERROR_BAD_TAG_TYPE_D1 | ERROR_CHASIS_ENTRY_HOTEL_RFID_ERROR_BAD_TAG_TYPE_D1 | AssistanceNeeded | AssistanceNeeded | RfidDrOil1 | RfidDrOil1,Inbox | TRUE | TRUE | The information on Droplet Reader bottle 1 could not be read successfully. Please remove it and try another bottle. | TRUE | TRUE | The information on Droplet Reader bottle 1 could not be read successfully. Please remove it and try another bottle. | TRUE
ERROR_CHASIS_ENTRY_HOTEL_RFID_ERROR_BAD_TAG_TYPE_D2 | ERROR_CHASIS_ENTRY_HOTEL_RFID_ERROR_BAD_TAG_TYPE_D2 | AssistanceNeeded | AssistanceNeeded | RfidDrOil2 | RfidDrOil2,Inbox | TRUE | TRUE | The information on Droplet Reader bottle 2 could not be read successfully. Please remove it and try another bottle. | TRUE | TRUE | "The information on Droplet Reader bottle 2 could not be read successfully. Please remove it and try another bottle. | TRUE
ERROR_CHASIS_ENTRY_HOTEL_RFID_ERROR_CORRUPT_TAG_P1 | ERROR_CHASIS_ENTRY_HOTEL_RFID_ERROR_CORRUPT_TAG_P1 | AssistanceNeeded | AssistanceNeeded | RfidProbesOil1 | RfidProbesOil1,Inbox | FALSE | FALSE |  | TRUE | TRUE | Chassis entry hotel RFID error, corrupt tag P1 | TRUE
ERROR_CHASIS_ENTRY_HOTEL_RFID_ERROR_CORRUPT_TAG_P2 | ERROR_CHASIS_ENTRY_HOTEL_RFID_ERROR_CORRUPT_TAG_P2 | AssistanceNeeded | AssistanceNeeded | RfidProbesOil2 | RfidProbesOil2,Inbox | FALSE | FALSE |  | TRUE | TRUE | Chassis entry hotel RFID error, corrupt tag P2 | TRUE
ERROR_CHASIS_ENTRY_HOTEL_RFID_ERROR_CORRUPT_TAG_E1 | ERROR_CHASIS_ENTRY_HOTEL_RFID_ERROR_CORRUPT_TAG_E1 | AssistanceNeeded | AssistanceNeeded | RfidEvagreenOil1 | RfidEvagreenOil1,Inbox | FALSE | FALSE |  | TRUE | TRUE | Chassis entry hotel RFID error, corrupt tag E1 | TRUE
ERROR_CHASIS_ENTRY_HOTEL_RFID_ERROR_CORRUPT_TAG_E2 | ERROR_CHASIS_ENTRY_HOTEL_RFID_ERROR_CORRUPT_TAG_E2 | AssistanceNeeded | AssistanceNeeded | RfidEvagreenOil2 | RfidEvagreenOil2,Inbox | FALSE | FALSE |  | TRUE | TRUE | Chassis entry hotel RFID error, corrupt tag E2 | TRUE
ERROR_CHASIS_ENTRY_HOTEL_RFID_ERROR_CORRUPT_TAG_D1 | ERROR_CHASIS_ENTRY_HOTEL_RFID_ERROR_CORRUPT_TAG_D1 | AssistanceNeeded | AssistanceNeeded | RfidDrOil1 | RfidDrOil1,Inbox | FALSE | FALSE |  | TRUE | TRUE | Chassis entry hotel RFID error, corrupt tag D1 | TRUE
ERROR_CHASIS_ENTRY_HOTEL_RFID_ERROR_CORRUPT_TAG_D2 | ERROR_CHASIS_ENTRY_HOTEL_RFID_ERROR_CORRUPT_TAG_D2 | AssistanceNeeded | AssistanceNeeded | RfidDrOil2 | RfidDrOil2,Inbox | FALSE | FALSE |  | TRUE | TRUE | Chassis entry hotel RFID error, corrupt tag D2 | TRUE
ERROR_CHASIS_ENTRY_HOTEL_RFID_ERROR_BUS_ERROR_P1 | ERROR_CHASIS_ENTRY_HOTEL_RFID_ERROR_BUS_ERROR_P1 | Warning | Warning | RfidProbesOil1 | RfidProbesOil1,Inbox | FALSE | FALSE |  | TRUE | TRUE | Chassis entry hotel RFID error, bus error P1 | TRUE
ERROR_CHASIS_ENTRY_HOTEL_RFID_ERROR_BUS_ERROR_P2 | ERROR_CHASIS_ENTRY_HOTEL_RFID_ERROR_BUS_ERROR_P2 | Warning | Warning | RfidProbesOil2 | RfidProbesOil2,Inbox | FALSE | FALSE |  | TRUE | TRUE | Chassis entry hotel RFID error, bus error P2 | TRUE
ERROR_CHASIS_ENTRY_HOTEL_RFID_ERROR_BUS_ERROR_E1 | ERROR_CHASIS_ENTRY_HOTEL_RFID_ERROR_BUS_ERROR_E1 | Warning | Warning | RfidEvagreenOil1 | RfidEvagreenOil1,Inbox | FALSE | FALSE |  | TRUE | TRUE | Chassis entry hotel RFID error, bus error E1 | TRUE
ERROR_CHASIS_ENTRY_HOTEL_RFID_ERROR_BUS_ERROR_E2 | ERROR_CHASIS_ENTRY_HOTEL_RFID_ERROR_BUS_ERROR_E2 | Warning | Warning | RfidEvagreenOil2 | RfidEvagreenOil2,Inbox | FALSE | FALSE |  | TRUE | TRUE | Chassis entry hotel RFID error, bus error E2 | TRUE
ERROR_CHASIS_ENTRY_HOTEL_RFID_ERROR_BUS_ERROR_D1 | ERROR_CHASIS_ENTRY_HOTEL_RFID_ERROR_BUS_ERROR_D1 | Warning | Warning | RfidDrOil1 | RfidDrOil1,Inbox | FALSE | FALSE |  | TRUE | TRUE | Chassis entry hotel RFID error, bus error D1 | TRUE
ERROR_CHASIS_ENTRY_HOTEL_RFID_ERROR_BUS_ERROR_D2 | ERROR_CHASIS_ENTRY_HOTEL_RFID_ERROR_BUS_ERROR_D2 | Warning | Warning | RfidDrOil2 | RfidDrOil2,Inbox | FALSE | FALSE |  | TRUE | TRUE | Chassis entry hotel RFID error, bus error D2 | TRUE
ERROR_CHASIS_ENTRY_HOTEL_RFID_ERROR_TIMEOUT_P1 | ERROR_CHASIS_ENTRY_HOTEL_RFID_ERROR_TIMEOUT_P1 | Warning | Warning | RfidProbesOil1 | RfidProbesOil1,Inbox | FALSE | FALSE |  | TRUE | TRUE | Chassis entry hotel RFID error, timeout P1 | TRUE
ERROR_CHASIS_ENTRY_HOTEL_RFID_ERROR_TIMEOUT_P2 | ERROR_CHASIS_ENTRY_HOTEL_RFID_ERROR_TIMEOUT_P2 | Warning | Warning | RfidProbesOil2 | RfidProbesOil2,Inbox | FALSE | FALSE |  | TRUE | TRUE | Chassis entry hotel RFID error, timeout P2 | TRUE
ERROR_CHASIS_ENTRY_HOTEL_RFID_ERROR_TIMEOUT_E1 | ERROR_CHASIS_ENTRY_HOTEL_RFID_ERROR_TIMEOUT_E1 | Warning | Warning | RfidEvagreenOil1 | RfidEvagreenOil1,Inbox | FALSE | FALSE |  | TRUE | TRUE | Chassis entry hotel RFID error, timeout E1 | TRUE
ERROR_CHASIS_ENTRY_HOTEL_RFID_ERROR_TIMEOUT_E2 | ERROR_CHASIS_ENTRY_HOTEL_RFID_ERROR_TIMEOUT_E2 | Warning | Warning | RfidEvagreenOil2 | RfidEvagreenOil2,Inbox | FALSE | FALSE |  | TRUE | TRUE | Chassis entry hotel RFID error, timeout E2 | TRUE
ERROR_CHASIS_ENTRY_HOTEL_RFID_ERROR_TIMEOUT_D1 | ERROR_CHASIS_ENTRY_HOTEL_RFID_ERROR_TIMEOUT_D1 | Warning | Warning | RfidDrOil1 | RfidDrOil1,Inbox | FALSE | FALSE |  | TRUE | TRUE | Chassis entry hotel RFID error, timeout D1 | TRUE
ERROR_CHASIS_ENTRY_HOTEL_RFID_ERROR_TIMEOUT_D2 | ERROR_CHASIS_ENTRY_HOTEL_RFID_ERROR_TIMEOUT_D2 | Warning | Warning | RfidDrOil2 | RfidDrOil2,Inbox | FALSE | FALSE |  | TRUE | TRUE | Chassis entry hotel RFID error, timeout D2 | TRUE
ERROR_CHASIS_ENTRY_HOTEL_RFID_ERROR_CORRUPT_RO_SECTION_P1 | ERROR_CHASIS_ENTRY_HOTEL_RFID_ERROR_CORRUPT_RO_SECTION_P1 | AssistanceNeeded | AssistanceNeeded | RfidProbesOil1 | RfidProbesOil1,Inbox | TRUE | TRUE | The information on Droplet Generation Oil for Probes bottle 1 could not be read successfully. Please remove it and try another bottle. | TRUE | TRUE | The information on Droplet Generation Oil for Probes bottle 1 could not be read successfully. • Please remove it and try another bottle. | TRUE
ERROR_CHASIS_ENTRY_HOTEL_RFID_ERROR_CORRUPT_RO_SECTION_P2 | ERROR_CHASIS_ENTRY_HOTEL_RFID_ERROR_CORRUPT_RO_SECTION_P2 | AssistanceNeeded | AssistanceNeeded | RfidProbesOil2 | RfidProbesOil2,Inbox | TRUE | TRUE | The information on Droplet Generation Oil for Probes bottle 2 could not be read successfully. Please remove it and try another bottle. | TRUE | TRUE | The information on Droplet Generation Oil for Probes bottle 2 could not be read successfully. • Please remove it and try another bottle | TRUE
ERROR_CHASIS_ENTRY_HOTEL_RFID_ERROR_CORRUPT_RO_SECTION_E1 | ERROR_CHASIS_ENTRY_HOTEL_RFID_ERROR_CORRUPT_RO_SECTION_E1 | AssistanceNeeded | AssistanceNeeded | RfidEvagreenOil1 | RfidEvagreenOil1,Inbox | FALSE | FALSE |  | TRUE | TRUE | The bottle inserted into the DG Oil EvaGreen 1 slot has a corrupted Read-Only RFID section. • Remove and insert a bottle with DG EvaGreen Oil. | TRUE
ERROR_CHASIS_ENTRY_HOTEL_RFID_ERROR_CORRUPT_RO_SECTION_E2 | ERROR_CHASIS_ENTRY_HOTEL_RFID_ERROR_CORRUPT_RO_SECTION_E2 | AssistanceNeeded | AssistanceNeeded | RfidEvagreenOil2 | RfidEvagreenOil2,Inbox | FALSE | FALSE |  | TRUE | TRUE | The bottle inserted into the DG Oil EvaGreen 2 slot has a corrupted Read-Only RFID section. • Remove and insert a bottle with DG EvaGreen Oil. | TRUE
ERROR_CHASIS_ENTRY_HOTEL_RFID_ERROR_CORRUPT_RO_SECTION_D1 | ERROR_CHASIS_ENTRY_HOTEL_RFID_ERROR_CORRUPT_RO_SECTION_D1 | AssistanceNeeded | AssistanceNeeded | RfidDrOil1 | RfidDrOil1,Inbox | TRUE | TRUE | The information on Droplet Reader bottle 1 could not be read successfully. Please remove it and try another bottle. | TRUE | TRUE | The information on Droplet Reader bottle 1 could not be read successfully. Please remove it and try another bottle. | TRUE
ERROR_CHASIS_ENTRY_HOTEL_RFID_ERROR_CORRUPT_RO_SECTION_D2 | ERROR_CHASIS_ENTRY_HOTEL_RFID_ERROR_CORRUPT_RO_SECTION_D2 | AssistanceNeeded | AssistanceNeeded | RfidDrOil2 | RfidDrOil2,Inbox | TRUE | TRUE | The information on Droplet Reader bottle 2 could not be read successfully. Please remove it and try another bottle. | TRUE | TRUE | The information on Droplet Reader bottle 2 could not be read successfully. Please remove it and try another bottle. | TRUE
ERROR_CHASIS_ENTRY_HOTEL_RFID_ERROR_CORRUPT_RW_SECTION_P1 | ERROR_CHASIS_ENTRY_HOTEL_RFID_ERROR_CORRUPT_RW_SECTION_P1 | AssistanceNeeded | AssistanceNeeded | RfidProbesOil1 | RfidProbesOil1,Inbox | TRUE | TRUE | The information on Droplet Generation Oil for Probes bottle 1 could not be read successfully. Please remove it and try another bottle. | TRUE | TRUE | The information on Droplet Generation Oil for Probes bottle 1 could not be read successfully. • Please remove it and try another bottle. | TRUE
ERROR_CHASIS_ENTRY_HOTEL_RFID_ERROR_CORRUPT_RW_SECTION_P2 | ERROR_CHASIS_ENTRY_HOTEL_RFID_ERROR_CORRUPT_RW_SECTION_P2 | AssistanceNeeded | AssistanceNeeded | RfidProbesOil2 | RfidProbesOil2,Inbox | TRUE | TRUE | The information on Droplet Generation Oil for Probes bottle 2 could not be read successfully. Please remove it and try another bottle. | TRUE | TRUE | The information on Droplet Generation Oil for Probes bottle 2 could not be read successfully. • Please remove it and try another bottle. | TRUE
ERROR_CHASIS_ENTRY_HOTEL_RFID_ERROR_CORRUPT_RW_SECTION_E1 | ERROR_CHASIS_ENTRY_HOTEL_RFID_ERROR_CORRUPT_RW_SECTION_E1 | AssistanceNeeded | AssistanceNeeded | RfidEvagreenOil1 | RfidEvagreenOil1,Inbox | FALSE | FALSE |  | TRUE | TRUE | The bottle inserted into the DG Oil EvaGreen 1 slot has a corrupted Read-Write RFID section. • Remove and insert a bottle with DG EvaGreen Oil. | TRUE
ERROR_CHASIS_ENTRY_HOTEL_RFID_ERROR_CORRUPT_RW_SECTION_E2 | ERROR_CHASIS_ENTRY_HOTEL_RFID_ERROR_CORRUPT_RW_SECTION_E2 | AssistanceNeeded | AssistanceNeeded | RfidEvagreenOil2 | RfidEvagreenOil2,Inbox | FALSE | FALSE |  | TRUE | TRUE | The bottle inserted into the DG Oil EvaGreen 2 slot has a corrupted Read-Write RFID section. • Remove and insert a bottle with DG EvaGreen Oil. | TRUE
ERROR_CHASIS_ENTRY_HOTEL_RFID_ERROR_CORRUPT_RW_SECTION_D1 | ERROR_CHASIS_ENTRY_HOTEL_RFID_ERROR_CORRUPT_RW_SECTION_D1 | AssistanceNeeded | AssistanceNeeded | RfidDrOil1 | RfidDrOil1,Inbox | TRUE | TRUE | The information on Droplet Reader bottle 1 could not be read successfully. Please remove it and try another bottle. | TRUE | TRUE | The information on Droplet Reader bottle 1 could not be read successfully. • Please remove it and try another bottle. | TRUE
ERROR_CHASIS_ENTRY_HOTEL_RFID_ERROR_CORRUPT_RW_SECTION_D2 | ERROR_CHASIS_ENTRY_HOTEL_RFID_ERROR_CORRUPT_RW_SECTION_D2 | AssistanceNeeded | AssistanceNeeded | RfidDrOil2 | RfidDrOil2,Inbox | TRUE | TRUE | The information on Droplet Reader bottle 2 could not be read successfully. Please remove it and try another bottle. | TRUE | TRUE | The information on Droplet Reader bottle 2 could not be read successfully. • Please remove it and try another bottle. | TRUE
ERROR_CHASIS_ENTRY_HOTEL_RFID_ERROR_UNKNOWN_ERROR_P1 | ERROR_CHASIS_ENTRY_HOTEL_RFID_ERROR_UNKNOWN_ERROR_P1 | Warning | Warning | RfidProbesOil1 | RfidProbesOil1,Inbox | FALSE | FALSE |  | TRUE | TRUE | Chassis entry hotel RFID error, unknown error P1 | TRUE
ERROR_CHASIS_ENTRY_HOTEL_RFID_ERROR_UNKNOWN_ERROR_P2 | ERROR_CHASIS_ENTRY_HOTEL_RFID_ERROR_UNKNOWN_ERROR_P2 | Warning | Warning | RfidProbesOil2 | RfidProbesOil2,Inbox | FALSE | FALSE |  | TRUE | TRUE | Chassis entry hotel RFID error, unknown error P2 | TRUE
ERROR_CHASIS_ENTRY_HOTEL_RFID_ERROR_UNKNOWN_ERROR_E1 | ERROR_CHASIS_ENTRY_HOTEL_RFID_ERROR_UNKNOWN_ERROR_E1 | Warning | Warning | RfidEvagreenOil1 | RfidEvagreenOil1,Inbox | FALSE | FALSE |  | TRUE | TRUE | Chassis entry hotel RFID error, unknown error E1 | TRUE
ERROR_CHASIS_ENTRY_HOTEL_RFID_ERROR_UNKNOWN_ERROR_E2 | ERROR_CHASIS_ENTRY_HOTEL_RFID_ERROR_UNKNOWN_ERROR_E2 | Warning | Warning | RfidEvagreenOil2 | RfidEvagreenOil2,Inbox | FALSE | FALSE |  | TRUE | TRUE | Chassis entry hotel RFID error, unknown error E2 | TRUE
ERROR_CHASIS_ENTRY_HOTEL_RFID_ERROR_UNKNOWN_ERROR_D1 | ERROR_CHASIS_ENTRY_HOTEL_RFID_ERROR_UNKNOWN_ERROR_D1 | Warning | Warning | RfidDrOil1 | RfidDrOil1,Inbox | FALSE | FALSE |  | TRUE | TRUE | Chassis entry hotel RFID error, unknown error D1 | TRUE
ERROR_CHASIS_ENTRY_HOTEL_RFID_ERROR_UNKNOWN_ERROR_D2 | ERROR_CHASIS_ENTRY_HOTEL_RFID_ERROR_UNKNOWN_ERROR_D2 | Warning | Warning | RfidDrOil2 | RfidDrOil2,Inbox | FALSE | FALSE |  | TRUE | TRUE | Chassis entry hotel RFID error, unknown error D2 | TRUE
ERROR_CHASIS_ENTRY_HOTEL_RFID_ERROR_TAG_CHANGED_BEFORE_WRITE_P1 | ERROR_CHASIS_ENTRY_HOTEL_RFID_ERROR_TAG_CHANGED_BEFORE_WRITE_P1 | Warning | Warning | RfidProbesOil1 | RfidProbesOil1,Inbox | FALSE | FALSE |  | TRUE | TRUE | Chassis entry hotel RFID error, tag changed before write P1 | TRUE
ERROR_CHASIS_ENTRY_HOTEL_RFID_ERROR_TAG_CHANGED_BEFORE_WRITE_P2 | ERROR_CHASIS_ENTRY_HOTEL_RFID_ERROR_TAG_CHANGED_BEFORE_WRITE_P2 | Warning | Warning | RfidProbesOil2 | RfidProbesOil2,Inbox | FALSE | FALSE |  | TRUE | TRUE | Chassis entry hotel RFID error, tag changed before write P2 | TRUE
ERROR_CHASIS_ENTRY_HOTEL_RFID_ERROR_TAG_CHANGED_BEFORE_WRITE_E1 | ERROR_CHASIS_ENTRY_HOTEL_RFID_ERROR_TAG_CHANGED_BEFORE_WRITE_E1 | Warning | Warning | RfidEvagreenOil1 | RfidEvagreenOil1,Inbox | FALSE | FALSE |  | TRUE | TRUE | Chassis entry hotel RFID error, tag changed before write E1 | TRUE
ERROR_CHASIS_ENTRY_HOTEL_RFID_ERROR_TAG_CHANGED_BEFORE_WRITE_E2 | ERROR_CHASIS_ENTRY_HOTEL_RFID_ERROR_TAG_CHANGED_BEFORE_WRITE_E2 | Warning | Warning | RfidEvagreenOil2 | RfidEvagreenOil2,Inbox | FALSE | FALSE |  | TRUE | TRUE | Chassis entry hotel RFID error, tag changed before write E2 | TRUE
ERROR_CHASIS_ENTRY_HOTEL_RFID_ERROR_TAG_CHANGED_BEFORE_WRITE_D1 | ERROR_CHASIS_ENTRY_HOTEL_RFID_ERROR_TAG_CHANGED_BEFORE_WRITE_D1 | Warning | Warning | RfidDrOil1 | RfidDrOil1,Inbox | FALSE | FALSE |  | TRUE | TRUE | Chassis entry hotel RFID error, tag changed before write D1 | TRUE
ERROR_CHASIS_ENTRY_HOTEL_RFID_ERROR_TAG_CHANGED_BEFORE_WRITE_D2 | ERROR_CHASIS_ENTRY_HOTEL_RFID_ERROR_TAG_CHANGED_BEFORE_WRITE_D2 | Warning | Warning | RfidDrOil2 | RfidDrOil2,Inbox | FALSE | FALSE |  | TRUE | TRUE | Chassis entry hotel RFID error, tag changed before write D2 | TRUE
ERROR_CHASIS_ENTRY_HOTEL_RFID_ERROR_WRITE_DATA_FAILED_P1 | ERROR_CHASIS_ENTRY_HOTEL_RFID_ERROR_WRITE_DATA_FAILED_P1 | Warning | Warning | RfidProbesOil1 | RfidProbesOil1,Inbox | FALSE | FALSE |  | TRUE | TRUE | Chassis entry hotel RFID error, write data failed P1 | TRUE
ERROR_CHASIS_ENTRY_HOTEL_RFID_ERROR_WRITE_DATA_FAILED_P2 | ERROR_CHASIS_ENTRY_HOTEL_RFID_ERROR_WRITE_DATA_FAILED_P2 | Warning | Warning | RfidProbesOil2 | RfidProbesOil2,Inbox | FALSE | FALSE |  | TRUE | TRUE | Chassis entry hotel RFID error, write data failed P2 | TRUE
ERROR_CHASIS_ENTRY_HOTEL_RFID_ERROR_WRITE_DATA_FAILED_E1 | ERROR_CHASIS_ENTRY_HOTEL_RFID_ERROR_WRITE_DATA_FAILED_E1 | Warning | Warning | RfidEvagreenOil1 | RfidEvagreenOil1,Inbox | FALSE | FALSE |  | TRUE | TRUE | Chassis entry hotel RFID error, write data failed E1 | TRUE
ERROR_CHASIS_ENTRY_HOTEL_RFID_ERROR_WRITE_DATA_FAILED_E2 | ERROR_CHASIS_ENTRY_HOTEL_RFID_ERROR_WRITE_DATA_FAILED_E2 | Warning | Warning | RfidEvagreenOil2 | RfidEvagreenOil2,Inbox | FALSE | FALSE |  | TRUE | TRUE | Chassis entry hotel RFID error, write data failed E2 | TRUE
ERROR_CHASIS_ENTRY_HOTEL_RFID_ERROR_WRITE_DATA_FAILED_D1 | ERROR_CHASIS_ENTRY_HOTEL_RFID_ERROR_WRITE_DATA_FAILED_D1 | Warning | Warning | RfidDrOil1 | RfidDrOil1,Inbox | FALSE | FALSE |  | TRUE | TRUE | Chassis entry hotel RFID error, write data failed D1 | TRUE
ERROR_CHASIS_ENTRY_HOTEL_RFID_ERROR_WRITE_DATA_FAILED_D2 | ERROR_CHASIS_ENTRY_HOTEL_RFID_ERROR_WRITE_DATA_FAILED_D2 | Warning | Warning | RfidDrOil2 | RfidDrOil2,Inbox | FALSE | FALSE |  | TRUE | TRUE | Chassis entry hotel RFID error, write data failed D2 | TRUE
ERROR_CHASIS_ENTRY_HOTEL_RFID_ERROR_WRITE_DATA_BUFFER_CORRUPT_P1 | ERROR_CHASIS_ENTRY_HOTEL_RFID_ERROR_WRITE_DATA_BUFFER_CORRUPT_P1 | Warning | Warning | RfidProbesOil1 | RfidProbesOil1,Inbox | FALSE | FALSE |  | TRUE | TRUE | Chassis entry hotel RFID error, write data buffer corrupt P1 | TRUE
ERROR_CHASIS_ENTRY_HOTEL_RFID_ERROR_WRITE_DATA_BUFFER_CORRUPT_P2 | ERROR_CHASIS_ENTRY_HOTEL_RFID_ERROR_WRITE_DATA_BUFFER_CORRUPT_P2 | Warning | Warning | RfidProbesOil2 | RfidProbesOil2,Inbox | FALSE | FALSE |  | TRUE | TRUE | Chassis entry hotel RFID error, write data buffer corrupt P2 | TRUE
ERROR_CHASIS_ENTRY_HOTEL_RFID_ERROR_WRITE_DATA_BUFFER_CORRUPT_E1 | ERROR_CHASIS_ENTRY_HOTEL_RFID_ERROR_WRITE_DATA_BUFFER_CORRUPT_E1 | Warning | Warning | RfidEvagreenOil1 | RfidEvagreenOil1,Inbox | FALSE | FALSE |  | TRUE | TRUE | Chassis entry hotel RFID error, write data buffer corrupt E1 | TRUE
ERROR_CHASIS_ENTRY_HOTEL_RFID_ERROR_WRITE_DATA_BUFFER_CORRUPT_E2 | ERROR_CHASIS_ENTRY_HOTEL_RFID_ERROR_WRITE_DATA_BUFFER_CORRUPT_E2 | Warning | Warning | RfidEvagreenOil2 | RfidEvagreenOil2,Inbox | FALSE | FALSE |  | TRUE | TRUE | Chassis entry hotel RFID error, write data buffer corrupt E2 | TRUE
ERROR_CHASIS_ENTRY_HOTEL_RFID_ERROR_WRITE_DATA_BUFFER_CORRUPT_D1 | ERROR_CHASIS_ENTRY_HOTEL_RFID_ERROR_WRITE_DATA_BUFFER_CORRUPT_D1 | Warning | Warning | RfidDrOil1 | RfidDrOil1,Inbox | FALSE | FALSE |  | TRUE | TRUE | Chassis entry hotel RFID error, write data buffer corrupt D1 | TRUE
ERROR_CHASIS_ENTRY_HOTEL_RFID_ERROR_WRITE_DATA_BUFFER_CORRUPT_D2 | ERROR_CHASIS_ENTRY_HOTEL_RFID_ERROR_WRITE_DATA_BUFFER_CORRUPT_D2 | Warning | Warning | RfidDrOil2 | RfidDrOil2,Inbox | FALSE | FALSE |  | TRUE | TRUE | Chassis entry hotel RFID error, write data buffer corrupt D2 | TRUE
ERROR_CHASIS_ENTRY_HOTEL_RFID_ERROR_MODULE_1_BUS_DOWN | ERROR_CHASIS_ENTRY_HOTEL_RFID_ERROR_MODULE_1_BUS_DOWN | Warning | Warning | RfidProbesOil1 | Inbox | FALSE | FALSE |  | TRUE | TRUE | Chassis entry hotel RFID error, module 1 bus down | TRUE
ERROR_CHASIS_ENTRY_HOTEL_RFID_ERROR_MODULE_2_BUS_DOWN | ERROR_CHASIS_ENTRY_HOTEL_RFID_ERROR_MODULE_2_BUS_DOWN | Warning | Warning | RfidProbesOil2 | Inbox | FALSE | FALSE |  | TRUE | TRUE | Chassis entry hotel RFID error, module 2 bus down | TRUE
ERROR_CHASIS_ENTRY_HOTEL_RFID_ERROR_MODULE_3_BUS_DOWN | ERROR_CHASIS_ENTRY_HOTEL_RFID_ERROR_MODULE_3_BUS_DOWN | Warning | Warning | RfidEvagreenOil1 | Inbox | FALSE | FALSE |  | TRUE | TRUE | Chassis entry hotel RFID error, module 3 bus down | TRUE
ERROR_CHASIS_ENTRY_HOTEL_RFID_ERROR_MODULE_4_BUS_DOWN | ERROR_CHASIS_ENTRY_HOTEL_RFID_ERROR_MODULE_4_BUS_DOWN | Warning | Warning | RfidEvagreenOil2 | Inbox | FALSE | FALSE |  | TRUE | TRUE | Chassis entry hotel RFID error, module 4 bus down | TRUE
ERROR_CHASIS_ENTRY_HOTEL_RFID_ERROR_MODULE_5_BUS_DOWN | ERROR_CHASIS_ENTRY_HOTEL_RFID_ERROR_MODULE_5_BUS_DOWN | Warning | Warning | RfidDrOil1 | Inbox | FALSE | FALSE |  | TRUE | TRUE | Chassis entry hotel RFID error, module 5 bus down | TRUE
ERROR_CHASIS_ENTRY_HOTEL_RFID_ERROR_MODULE_6_BUS_DOWN | ERROR_CHASIS_ENTRY_HOTEL_RFID_ERROR_MODULE_6_BUS_DOWN | Warning | Warning | RfidDrOil2 | Inbox | FALSE | FALSE |  | TRUE | TRUE | Chassis entry hotel RFID error, module 6 bus down | TRUE
ERROR_CHASIS_ENTRY_HOTEL_RFID_ERROR_RESETTING_MODULE_POWER_P1 | ERROR_CHASIS_ENTRY_HOTEL_RFID_ERROR_RESETTING_MODULE_POWER_P1 | Warning | Warning | RfidProbesOil1 | RfidProbesOil1,Inbox | FALSE | FALSE |  | TRUE | TRUE | Chassis entry hotel RFID error, resetting module power P1 | TRUE
ERROR_CHASIS_ENTRY_HOTEL_RFID_ERROR_RESETTING_MODULE_POWER_P2 | ERROR_CHASIS_ENTRY_HOTEL_RFID_ERROR_RESETTING_MODULE_POWER_P2 | Warning | Warning | RfidProbesOil2 | RfidProbesOil2,Inbox | FALSE | FALSE |  | TRUE | TRUE | Chassis entry hotel RFID error, resetting module power P2 | TRUE
ERROR_CHASIS_ENTRY_HOTEL_RFID_ERROR_RESETTING_MODULE_POWER_E1 | ERROR_CHASIS_ENTRY_HOTEL_RFID_ERROR_RESETTING_MODULE_POWER_E1 | Warning | Warning | RfidEvagreenOil1 | RfidEvagreenOil1,Inbox | FALSE | FALSE |  | TRUE | TRUE | Chassis entry hotel RFID error, resetting module power E1 | TRUE
ERROR_CHASIS_ENTRY_HOTEL_RFID_ERROR_RESETTING_MODULE_POWER_E2 | ERROR_CHASIS_ENTRY_HOTEL_RFID_ERROR_RESETTING_MODULE_POWER_E2 | Warning | Warning | RfidEvagreenOil2 | RfidEvagreenOil2,Inbox | FALSE | FALSE |  | TRUE | TRUE | Chassis entry hotel RFID error, resetting module power E2 | TRUE
ERROR_CHASIS_ENTRY_HOTEL_RFID_ERROR_RESETTING_MODULE_POWER_D1 | ERROR_CHASIS_ENTRY_HOTEL_RFID_ERROR_RESETTING_MODULE_POWER_D1 | Warning | Warning | RfidDrOil1 | RfidDrOil1,Inbox | FALSE | FALSE |  | TRUE | TRUE | Chassis entry hotel RFID error, resetting module power D1 | TRUE
ERROR_CHASIS_ENTRY_HOTEL_RFID_ERROR_RESETTING_MODULE_POWER_D2 | ERROR_CHASIS_ENTRY_HOTEL_RFID_ERROR_RESETTING_MODULE_POWER_D2 | Warning | Warning | RfidDrOil2 | RfidDrOil2,Inbox | FALSE | FALSE |  | TRUE | TRUE | Chassis entry hotel RFID error, resetting module power D2 | TRUE
ERROR_CHASIS_ENTRY_HOTEL_RFID_ERROR_RESETTING_I2C_PERIPHERAL_P1 | ERROR_CHASIS_ENTRY_HOTEL_RFID_ERROR_RESETTING_I2C_PERIPHERAL_P1 | Warning | Warning | RfidProbesOil1 | RfidProbesOil1,Inbox | FALSE | FALSE |  | TRUE | TRUE | Chassis entry hotel RFID error, resetting I2C peripheral P1 | TRUE
ERROR_CHASIS_ENTRY_HOTEL_RFID_ERROR_RESETTING_I2C_PERIPHERAL_P2 | ERROR_CHASIS_ENTRY_HOTEL_RFID_ERROR_RESETTING_I2C_PERIPHERAL_P2 | Warning | Warning | RfidProbesOil2 | RfidProbesOil2,Inbox | FALSE | FALSE |  | TRUE | TRUE | Chassis entry hotel RFID error, resetting I2C peripheral P2 | TRUE
ERROR_CHASIS_ENTRY_HOTEL_RFID_ERROR_RESETTING_I2C_PERIPHERAL_E1 | ERROR_CHASIS_ENTRY_HOTEL_RFID_ERROR_RESETTING_I2C_PERIPHERAL_E1 | Warning | Warning | RfidEvagreenOil1 | RfidEvagreenOil1,Inbox | FALSE | FALSE |  | TRUE | TRUE | Chassis entry hotel RFID error, resetting I2C peripheral E1 | TRUE
ERROR_CHASIS_ENTRY_HOTEL_RFID_ERROR_RESETTING_I2C_PERIPHERAL_E2 | ERROR_CHASIS_ENTRY_HOTEL_RFID_ERROR_RESETTING_I2C_PERIPHERAL_E2 | Warning | Warning | RfidEvagreenOil2 | RfidEvagreenOil2,Inbox | FALSE | FALSE |  | TRUE | TRUE | Chassis entry hotel RFID error, resetting I2C peripheral E2 | TRUE
ERROR_CHASIS_ENTRY_HOTEL_RFID_ERROR_RESETTING_I2C_PERIPHERAL_D1 | ERROR_CHASIS_ENTRY_HOTEL_RFID_ERROR_RESETTING_I2C_PERIPHERAL_D1 | Warning | Warning | RfidDrOil1 | RfidDrOil1,Inbox | FALSE | FALSE |  | TRUE | TRUE | Chassis entry hotel RFID error, resetting I2C peripheral D1 | TRUE
ERROR_CHASIS_ENTRY_HOTEL_RFID_ERROR_RESETTING_I2C_PERIPHERAL_D2 | ERROR_CHASIS_ENTRY_HOTEL_RFID_ERROR_RESETTING_I2C_PERIPHERAL_D2 | Warning | Warning | RfidDrOil2 | RfidDrOil2,Inbox | FALSE | FALSE |  | TRUE | TRUE | Chassis entry hotel RFID error, resetting I2C peripheral D2 | TRUE
ERROR_CHASIS_ENTRY_HOTEL_RFID_ERROR_TALKING_TO_BOTTLE_LEDS_P1 | ERROR_CHASIS_ENTRY_HOTEL_RFID_ERROR_TALKING_TO_BOTTLE_LEDS_P1 | Warning | Warning | RfidProbesOil1 | RfidProbesOil1,Inbox,Bottles | FALSE | FALSE |  | TRUE | TRUE | Chassis entry hotel RFID error, talking to bottle LED's P1 | TRUE
ERROR_CHASIS_ENTRY_HOTEL_RFID_ERROR_TALKING_TO_BOTTLE_LEDS_P2 | ERROR_CHASIS_ENTRY_HOTEL_RFID_ERROR_TALKING_TO_BOTTLE_LEDS_P2 | Warning | Warning | RfidProbesOil2 | RfidProbesOil2,Inbox,Bottles | FALSE | FALSE |  | TRUE | TRUE | Chassis entry hotel RFID error, talking to bottle LED's P2 | TRUE
ERROR_CHASIS_ENTRY_HOTEL_RFID_ERROR_TALKING_TO_BOTTLE_LEDS_E1 | ERROR_CHASIS_ENTRY_HOTEL_RFID_ERROR_TALKING_TO_BOTTLE_LEDS_E1 | Warning | Warning | RfidEvagreenOil1 | RfidEvagreenOil1,Inbox,Bottles | FALSE | FALSE |  | TRUE | TRUE | Chassis entry hotel RFID error, talking to bottle LED's E1 | TRUE
ERROR_CHASIS_ENTRY_HOTEL_RFID_ERROR_TALKING_TO_BOTTLE_LEDS_E2 | ERROR_CHASIS_ENTRY_HOTEL_RFID_ERROR_TALKING_TO_BOTTLE_LEDS_E2 | Warning | Warning | RfidEvagreenOil2 | RfidEvagreenOil2,Inbox,Bottles | FALSE | FALSE |  | TRUE | TRUE | Chassis entry hotel RFID error, talking to bottle LED's E2 | TRUE
ERROR_CHASIS_ENTRY_HOTEL_RFID_ERROR_TALKING_TO_BOTTLE_LEDS_D1 | ERROR_CHASIS_ENTRY_HOTEL_RFID_ERROR_TALKING_TO_BOTTLE_LEDS_D1 | Warning | Warning | RfidDrOil1 | RfidDrOil1,Inbox,Bottles | FALSE | FALSE |  | TRUE | TRUE | Chassis entry hotel RFID error, talking to bottle LED's D1 | TRUE
ERROR_CHASIS_ENTRY_HOTEL_RFID_ERROR_TALKING_TO_BOTTLE_LEDS_D2 | ERROR_CHASIS_ENTRY_HOTEL_RFID_ERROR_TALKING_TO_BOTTLE_LEDS_D2 | Warning | Warning | RfidDrOil2 | RfidDrOil2,Inbox,Bottles | FALSE | FALSE |  | TRUE | TRUE | Chassis entry hotel RFID error, talking to bottle LED's D2 | TRUE
ERROR_CHASIS_ENTRY_HOTEL_RFID_ERROR_IS_HUNG_P1 | ERROR_CHASIS_ENTRY_HOTEL_RFID_ERROR_IS_HUNG_P1 | Warning | Warning | RfidProbesOil1 | RfidProbesOil1,Inbox | FALSE | FALSE |  | TRUE | TRUE | Chassis entry hotel RFID error, P1 is hung | TRUE
ERROR_CHASIS_ENTRY_HOTEL_RFID_ERROR_IS_HUNG_P2 | ERROR_CHASIS_ENTRY_HOTEL_RFID_ERROR_IS_HUNG_P2 | Warning | Warning | RfidProbesOil2 | RfidProbesOil2,Inbox | FALSE | FALSE |  | TRUE | TRUE | Chassis entry hotel RFID error, P2 is hung | TRUE
ERROR_CHASIS_ENTRY_HOTEL_RFID_ERROR_IS_HUNG_E1 | ERROR_CHASIS_ENTRY_HOTEL_RFID_ERROR_IS_HUNG_E1 | Warning | Warning | RfidEvagreenOil1 | RfidEvagreenOil1,Inbox | FALSE | FALSE |  | TRUE | TRUE | Chassis entry hotel RFID error, E1 is hung | TRUE
ERROR_CHASIS_ENTRY_HOTEL_RFID_ERROR_IS_HUNG_E2 | ERROR_CHASIS_ENTRY_HOTEL_RFID_ERROR_IS_HUNG_E2 | Warning | Warning | RfidEvagreenOil2 | RfidEvagreenOil2,Inbox | FALSE | FALSE |  | TRUE | TRUE | Chassis entry hotel RFID error, E2 is hung | TRUE
ERROR_CHASIS_ENTRY_HOTEL_RFID_ERROR_IS_HUNG_D1 | ERROR_CHASIS_ENTRY_HOTEL_RFID_ERROR_IS_HUNG_D1 | Warning | Warning | RfidDrOil1 | RfidDrOil1,Inbox | FALSE | FALSE |  | TRUE | TRUE | Chassis entry hotel RFID error, D1 is hung | TRUE
ERROR_CHASIS_ENTRY_HOTEL_RFID_ERROR_IS_HUNG_D2 | ERROR_CHASIS_ENTRY_HOTEL_RFID_ERROR_IS_HUNG_D2 | Warning | Warning | RfidDrOil2 | RfidDrOil2,Inbox | FALSE | FALSE |  | TRUE | TRUE | Chassis entry hotel RFID error, D2 is hung | TRUE
ERROR_CHASIS_ENTRY_HOTEL_SLOT_RESERVE_FAIL_SLOT1 | ERROR_CHASIS_ENTRY_HOTEL_SLOT_RESERVE_FAIL_SLOT1 | AssistanceNeeded | AssistanceNeeded | InboxSlot | InboxSlot,Inbox,Slot | TRUE | TRUE | There is an unexpected plate in Inbox Slot 1. Please remove it. | TRUE | TRUE | There is an unexpected plate in Inbox Slot 1. • Please remove it. | TRUE
ERROR_CHASIS_ENTRY_HOTEL_SLOT_RESERVE_FAIL_SLOT2 | ERROR_CHASIS_ENTRY_HOTEL_SLOT_RESERVE_FAIL_SLOT2 | AssistanceNeeded | AssistanceNeeded | InboxSlot | InboxSlot,Inbox,Slot | TRUE | TRUE | There is an unexpected plate in Inbox Slot 2. Please remove it. | TRUE | TRUE | There is an unexpected plate in Inbox Slot 2. • Please remove it. | TRUE
ERROR_CHASIS_ENTRY_HOTEL_SLOT_RESERVE_FAIL_SLOT3 | ERROR_CHASIS_ENTRY_HOTEL_SLOT_RESERVE_FAIL_SLOT3 | AssistanceNeeded | AssistanceNeeded | InboxSlot | InboxSlot,Inbox,Slot | TRUE | TRUE | There is an unexpected plate in Inbox Slot 3. Please remove it. | TRUE | TRUE | There is an unexpected plate in Inbox Slot 3. • Please remove it. | TRUE
ERROR_CHASIS_ENTRY_HOTEL_SLOT_RESERVE_FAIL_SLOT4 | ERROR_CHASIS_ENTRY_HOTEL_SLOT_RESERVE_FAIL_SLOT4 | AssistanceNeeded | AssistanceNeeded | InboxSlot | InboxSlot,Inbox,Slot | TRUE | TRUE | There is an unexpected plate in Inbox Slot 4. Please remove it. | TRUE | TRUE | There is an unexpected plate in Inbox Slot 4. • Please remove it. | TRUE
ERROR_CHASIS_ENTRY_HOTEL_SLOT_RESERVE_FAIL_SLOT5 | ERROR_CHASIS_ENTRY_HOTEL_SLOT_RESERVE_FAIL_SLOT5 | AssistanceNeeded | AssistanceNeeded | InboxSlot | InboxSlot,Inbox,Slot | TRUE | TRUE | There is an unexpected plate in Inbox Slot 5. Please remove it. | TRUE | TRUE | There is an unexpected plate in Inbox Slot 5. • Please remove it. | TRUE
ERROR_CHASIS_ENTRY_HOTEL_UNEXPECTED_PLATE_SLOT1 | ERROR_CHASIS_ENTRY_HOTEL_UNEXPECTED_PLATE_SLOT1 | AssistanceNeeded | AssistanceNeeded | InboxSlot | InboxSlot,Inbox,Slot | TRUE | TRUE | There is an unexpected plate in Inbox Slot 1. Please remove it. | TRUE | TRUE | Unexpected plate in Inbox Slot 1. Please remove the plate. | TRUE
ERROR_CHASIS_ENTRY_HOTEL_UNEXPECTED_PLATE_SLOT2 | ERROR_CHASIS_ENTRY_HOTEL_UNEXPECTED_PLATE_SLOT2 | AssistanceNeeded | AssistanceNeeded | InboxSlot | InboxSlot,Inbox,Slot | TRUE | TRUE | There is an unexpected plate in Inbox Slot 2. Please remove it. | TRUE | TRUE | Unexpected plate in Inbox Slot 2. Please remove the plate. | TRUE
ERROR_CHASIS_ENTRY_HOTEL_UNEXPECTED_PLATE_SLOT3 | ERROR_CHASIS_ENTRY_HOTEL_UNEXPECTED_PLATE_SLOT3 | AssistanceNeeded | AssistanceNeeded | InboxSlot | InboxSlot,Inbox,Slot | TRUE | TRUE | There is an unexpected plate in Inbox Slot 3. Please remove it. | TRUE | TRUE | Unexpected plate in Inbox Slot 3. Please remove the plate. | TRUE
ERROR_CHASIS_ENTRY_HOTEL_UNEXPECTED_PLATE_SLOT4 | ERROR_CHASIS_ENTRY_HOTEL_UNEXPECTED_PLATE_SLOT4 | AssistanceNeeded | AssistanceNeeded | InboxSlot | InboxSlot,Inbox,Slot | TRUE | TRUE | There is an unexpected plate in Inbox Slot 4. Please remove it. | TRUE | TRUE | Unexpected plate in Inbox Slot 4. Please remove the plate. | TRUE
ERROR_CHASIS_ENTRY_HOTEL_UNEXPECTED_PLATE_SLOT5 | ERROR_CHASIS_ENTRY_HOTEL_UNEXPECTED_PLATE_SLOT5 | AssistanceNeeded | AssistanceNeeded | InboxSlot | InboxSlot,Inbox,Slot | TRUE | TRUE | There is an unexpected plate in Inbox Slot 5. Please remove it. | TRUE | TRUE | Unexpected plate in Inbox Slot 5. Please remove the plate. | TRUE
ERROR_CHASIS_EXIT_HOTEL_RFID_ERROR_BAD_TAG_TYPE_W1 | ERROR_CHASIS_EXIT_HOTEL_RFID_ERROR_BAD_TAG_TYPE_W1 | AssistanceNeeded | AssistanceNeeded | RfidWaste1 | RfidWaste1,Outbox | TRUE | TRUE | The information on Waste bottle 1 could not be read successfully. Please remove it and try another bottle. | TRUE | TRUE | The information on Waste bottle 1 could not be read successfully. Please remove it and try another bottle. | TRUE
ERROR_CHASIS_EXIT_HOTEL_RFID_ERROR_BAD_TAG_TYPE_W2 | ERROR_CHASIS_EXIT_HOTEL_RFID_ERROR_BAD_TAG_TYPE_W2 | AssistanceNeeded | AssistanceNeeded | RfidWaste2 | RfidWaste2,Outbox | TRUE | TRUE | The information on Waste bottle 2 could not be read successfully. Please remove it and try another bottle. | TRUE | TRUE | The information on Waste bottle 2 could not be read successfully. Please remove it and try another bottle. | TRUE
ERROR_CHASIS_EXIT_HOTEL_RFID_ERROR_CORRUPT_TAG_W1 | ERROR_CHASIS_EXIT_HOTEL_RFID_ERROR_CORRUPT_TAG_W1 | AssistanceNeeded | AssistanceNeeded | RfidWaste1 | RfidWaste1,Outbox | FALSE | FALSE |  | TRUE | TRUE | Chassis exit hotel RFID error, corrupt tag W1 | TRUE
ERROR_CHASIS_EXIT_HOTEL_RFID_ERROR_CORRUPT_TAG_W2 | ERROR_CHASIS_EXIT_HOTEL_RFID_ERROR_CORRUPT_TAG_W2 | AssistanceNeeded | AssistanceNeeded | RfidWaste2 | RfidWaste2,Outbox | FALSE | FALSE |  | TRUE | TRUE | Chassis exit hotel RFID error, corrupt tag W2 | TRUE
ERROR_CHASIS_EXIT_HOTEL_RFID_ERROR_BUS_ERROR_W1 | ERROR_CHASIS_EXIT_HOTEL_RFID_ERROR_BUS_ERROR_W1 | Warning | Warning | RfidWaste1 | RfidWaste1,Outbox | FALSE | FALSE |  | TRUE | TRUE | Chassis exit hotel RFID error, bus error W1 | TRUE
ERROR_CHASIS_EXIT_HOTEL_RFID_ERROR_BUS_ERROR_W2 | ERROR_CHASIS_EXIT_HOTEL_RFID_ERROR_BUS_ERROR_W2 | Warning | Warning | RfidWaste2 | RfidWaste2,Outbox | FALSE | FALSE |  | TRUE | TRUE | Chassis exit hotel RFID error, bus error W2 | TRUE
ERROR_CHASIS_EXIT_HOTEL_RFID_ERROR_TIMEOUT_W1 | ERROR_CHASIS_EXIT_HOTEL_RFID_ERROR_TIMEOUT_W1 | Warning | Warning | RfidWaste1 | RfidWaste1,Outbox | FALSE | FALSE |  | TRUE | TRUE | Chassis exit hotel RFID error, timeout W1 | TRUE
ERROR_CHASIS_EXIT_HOTEL_RFID_ERROR_TIMEOUT_W2 | ERROR_CHASIS_EXIT_HOTEL_RFID_ERROR_TIMEOUT_W2 | Warning | Warning | RfidWaste2 | RfidWaste2,Outbox | FALSE | FALSE |  | TRUE | TRUE | Chassis exit hotel RFID error, timeout W2 | TRUE
ERROR_CHASIS_EXIT_HOTEL_RFID_ERROR_CORRUPT_RO_SECTION_W1 | ERROR_CHASIS_EXIT_HOTEL_RFID_ERROR_CORRUPT_RO_SECTION_W1 | AssistanceNeeded | AssistanceNeeded | RfidWaste1 | RfidWaste1,Outbox | TRUE | TRUE | The information on Waste bottle 1 could not be read successfully. Please remove it and try another bottle. | TRUE | TRUE | The information on Waste bottle 1 could not be read successfully. • Please remove it and try another bottle. | TRUE
ERROR_CHASIS_EXIT_HOTEL_RFID_ERROR_CORRUPT_RO_SECTION_W2 | ERROR_CHASIS_EXIT_HOTEL_RFID_ERROR_CORRUPT_RO_SECTION_W2 | AssistanceNeeded | AssistanceNeeded | RfidWaste2 | RfidWaste2,Outbox | TRUE | TRUE | The information on Waste bottle 2 could not be read successfully. Please remove it and try another bottle. | TRUE | TRUE | The information on Waste bottle 2 could not be read successfully. • Please remove it and try another bottle. | TRUE
ERROR_CHASIS_EXIT_HOTEL_RFID_ERROR_CORRUPT_RW_SECTION_W1 | ERROR_CHASIS_EXIT_HOTEL_RFID_ERROR_CORRUPT_RW_SECTION_W1 | AssistanceNeeded | AssistanceNeeded | RfidWaste1 | RfidWaste1,Outbox | TRUE | TRUE | The information on Waste bottle 1 could not be read successfully. Please remove it and try another bottle. | TRUE | TRUE | The information on Waste bottle 1 could not be read successfully. • Please remove it and try another bottle. | TRUE
ERROR_CHASIS_EXIT_HOTEL_RFID_ERROR_CORRUPT_RW_SECTION_W2 | ERROR_CHASIS_EXIT_HOTEL_RFID_ERROR_CORRUPT_RW_SECTION_W2 | AssistanceNeeded | AssistanceNeeded | RfidWaste2 | RfidWaste2,Outbox | TRUE | TRUE | The information on Waste bottle 2 could not be read successfully. Please remove it and try another bottle. | TRUE | TRUE | The information on Waste bottle 2 could not be read successfully. • Please remove it and try another bottle. | TRUE
ERROR_CHASIS_EXIT_HOTEL_RFID_ERROR_UNKNOWN_ERROR_W1 | ERROR_CHASIS_EXIT_HOTEL_RFID_ERROR_UNKNOWN_ERROR_W1 | Warning | Warning | RfidWaste1 | RfidWaste1,Outbox | FALSE | FALSE |  | TRUE | TRUE | Chassis exit hotel RFID error, unknown error W1 | TRUE
ERROR_CHASIS_EXIT_HOTEL_RFID_ERROR_UNKNOWN_ERROR_W2 | ERROR_CHASIS_EXIT_HOTEL_RFID_ERROR_UNKNOWN_ERROR_W2 | Warning | Warning | RfidWaste2 | RfidWaste2,Outbox | FALSE | FALSE |  | TRUE | TRUE | Chassis exit hotel RFID error, unknown error W2 | TRUE
ERROR_CHASIS_EXIT_HOTEL_RFID_ERROR_TAG_CHANGED_BEFORE_WRITE_W1 | ERROR_CHASIS_EXIT_HOTEL_RFID_ERROR_TAG_CHANGED_BEFORE_WRITE_W1 | Warning | Warning | RfidWaste1 | RfidWaste1,Outbox | FALSE | FALSE |  | TRUE | TRUE | Chassis exit hotel RFID error, tag changed before write W1 | TRUE
ERROR_CHASIS_EXIT_HOTEL_RFID_ERROR_TAG_CHANGED_BEFORE_WRITE_W2 | ERROR_CHASIS_EXIT_HOTEL_RFID_ERROR_TAG_CHANGED_BEFORE_WRITE_W2 | Warning | Warning | RfidWaste2 | RfidWaste2,Outbox | FALSE | FALSE |  | TRUE | TRUE | Chassis exit hotel RFID error, tag changed before write W2 | TRUE
ERROR_CHASIS_EXIT_HOTEL_RFID_ERROR_WRITE_DATA_FAILED_W1 | ERROR_CHASIS_EXIT_HOTEL_RFID_ERROR_WRITE_DATA_FAILED_W1 | Warning | Warning | RfidWaste1 | RfidWaste1,Outbox | FALSE | FALSE |  | TRUE | TRUE | Chassis exit hotel RFID error, write data failed W1 | TRUE
ERROR_CHASIS_EXIT_HOTEL_RFID_ERROR_WRITE_DATA_FAILED_W2 | ERROR_CHASIS_EXIT_HOTEL_RFID_ERROR_WRITE_DATA_FAILED_W2 | Warning | Warning | RfidWaste2 | RfidWaste2,Outbox | FALSE | FALSE |  | TRUE | TRUE | Chassis exit hotel RFID error, write data failed W2 | TRUE
ERROR_CHASIS_EXIT_HOTEL_RFID_ERROR_WRITE_DATA_BUFFER_CORRUPT_W1 | ERROR_CHASIS_EXIT_HOTEL_RFID_ERROR_WRITE_DATA_BUFFER_CORRUPT_W1 | Warning | Warning | RfidWaste1 | RfidWaste1,Outbox | FALSE | FALSE |  | TRUE | TRUE | Chassis exit hotel RFID error, write data buffer corrupt W1 | TRUE
ERROR_CHASIS_EXIT_HOTEL_RFID_ERROR_WRITE_DATA_BUFFER_CORRUPT_W2 | ERROR_CHASIS_EXIT_HOTEL_RFID_ERROR_WRITE_DATA_BUFFER_CORRUPT_W2 | Warning | Warning | RfidWaste2 | RfidWaste2,Outbox | FALSE | FALSE |  | TRUE | TRUE | Chassis exit hotel RFID error, write data buffer corrupt W2 | TRUE
ERROR_CHASIS_EXIT_HOTEL_RFID_ERROR_MODULE_1_BUS_DOWN | ERROR_CHASIS_EXIT_HOTEL_RFID_ERROR_MODULE_1_BUS_DOWN | Warning | Warning | RfidWaste1 | Outbox | FALSE | FALSE |  | TRUE | TRUE | Chassis exit hotel RFID error, module 1 bus down | TRUE
ERROR_CHASIS_EXIT_HOTEL_RFID_ERROR_MODULE_2_BUS_DOWN | ERROR_CHASIS_EXIT_HOTEL_RFID_ERROR_MODULE_2_BUS_DOWN | Warning | Warning | RfidWaste2 | Outbox | FALSE | FALSE |  | TRUE | TRUE | Chassis exit hotel RFID error, module 2 bus down | TRUE
ERROR_CHASIS_EXIT_HOTEL_RFID_ERROR_RESETTING_MODULE_POWER_W1 | ERROR_CHASIS_EXIT_HOTEL_RFID_ERROR_RESETTING_MODULE_POWER_W1 | Warning | Warning | RfidWaste1 | RfidWaste1,Outbox | FALSE | FALSE |  | TRUE | TRUE | Chassis exit hotel RFID error, resetting module power W1 | TRUE
ERROR_CHASIS_EXIT_HOTEL_RFID_ERROR_RESETTING_MODULE_POWER_W2 | ERROR_CHASIS_EXIT_HOTEL_RFID_ERROR_RESETTING_MODULE_POWER_W2 | Warning | Warning | RfidWaste2 | RfidWaste2,Outbox | FALSE | FALSE |  | TRUE | TRUE | Chassis exit hotel RFID error, resetting module power W2 | TRUE
ERROR_CHASIS_EXIT_HOTEL_RFID_ERROR_RESETTING_I2C_PERIPHERAL_W1 | ERROR_CHASIS_EXIT_HOTEL_RFID_ERROR_RESETTING_I2C_PERIPHERAL_W1 | Warning | Warning | RfidWaste1 | RfidWaste1,Outbox | FALSE | FALSE |  | TRUE | TRUE | Chassis exit hotel RFID error, resetting I2C peripheral W1 | TRUE
ERROR_CHASIS_EXIT_HOTEL_RFID_ERROR_RESETTING_I2C_PERIPHERAL_W2 | ERROR_CHASIS_EXIT_HOTEL_RFID_ERROR_RESETTING_I2C_PERIPHERAL_W2 | Warning | Warning | RfidWaste2 | RfidWaste2,Outbox | FALSE | FALSE |  | TRUE | TRUE | Chassis exit hotel RFID error, resetting I2C peripheral W2 | TRUE
ERROR_CHASIS_EXIT_HOTEL_RFID_ERROR_TALKING_TO_BOTTLE_LEDS_W1 | ERROR_CHASIS_EXIT_HOTEL_RFID_ERROR_TALKING_TO_BOTTLE_LEDS_W1 | Warning | Warning | RfidWaste1 | RfidWaste1,Outbox,Bottles | FALSE | FALSE |  | TRUE | TRUE | Chassis exit hotel RFID error, talking to bottle LED's W1 | TRUE
ERROR_CHASIS_EXIT_HOTEL_RFID_ERROR_TALKING_TO_BOTTLE_LEDS_W2 | ERROR_CHASIS_EXIT_HOTEL_RFID_ERROR_TALKING_TO_BOTTLE_LEDS_W2 | Warning | Warning | RfidWaste2 | RfidWaste2,Outbox,Bottles | FALSE | FALSE |  | TRUE | TRUE | Chassis exit hotel RFID error, talking to bottle LED's W2 | TRUE
ERROR_CHASIS_EXIT_HOTEL_RFID_ERROR_IS_HUNG_W1 | ERROR_CHASIS_EXIT_HOTEL_RFID_ERROR_IS_HUNG_W1 | Warning | Warning | RfidWaste1 | RfidWaste1,Outbox | FALSE | FALSE |  | TRUE | TRUE | Chassis exit hotel RFID error, W1 is hung | TRUE
ERROR_CHASIS_EXIT_HOTEL_RFID_ERROR_IS_HUNG_W2 | ERROR_CHASIS_EXIT_HOTEL_RFID_ERROR_IS_HUNG_W2 | Warning | Warning | RfidWaste2 | RfidWaste2,Outbox | FALSE | FALSE |  | TRUE | TRUE | Chassis exit hotel RFID error, W2 is hung | TRUE
ERROR_CHASIS_EXIT_HOTEL_SLOT_RESERVE_FAIL_SLOT1 | ERROR_CHASIS_EXIT_HOTEL_SLOT_RESERVE_FAIL_SLOT1 | AssistanceNeeded | AssistanceNeeded | OutboxSlot | OutboxSlot,Outbox,Slot | TRUE | TRUE | There is an unexpected plate in Outbox Slot 1. Please remove it. | TRUE | TRUE | Failed to reserve exit hotel slot 1. • Remove the plate from exit hotel slot 1. | TRUE
ERROR_CHASIS_EXIT_HOTEL_SLOT_RESERVE_FAIL_SLOT2 | ERROR_CHASIS_EXIT_HOTEL_SLOT_RESERVE_FAIL_SLOT2 | AssistanceNeeded | AssistanceNeeded | OutboxSlot | OutboxSlot,Outbox,Slot | TRUE | TRUE | There is an unexpected plate in Outbox Slot 2. Please remove it. | TRUE | TRUE | Failed to reserve exit hotel slot 2. • Remove the plate from exit hotel slot 2. | TRUE
ERROR_CHASIS_EXIT_HOTEL_SLOT_RESERVE_FAIL_SLOT3 | ERROR_CHASIS_EXIT_HOTEL_SLOT_RESERVE_FAIL_SLOT3 | AssistanceNeeded | AssistanceNeeded | OutboxSlot | OutboxSlot,Outbox,Slot | TRUE | TRUE | There is an unexpected plate in Outbox Slot 3. Please remove it. | TRUE | TRUE | Failed to reserve exit hotel slot 3. • Remove the plate from exit hotel slot 3. | TRUE
ERROR_CHASIS_EXIT_HOTEL_SLOT_RESERVE_FAIL_SLOT4 | ERROR_CHASIS_EXIT_HOTEL_SLOT_RESERVE_FAIL_SLOT4 | AssistanceNeeded | AssistanceNeeded | OutboxSlot | OutboxSlot,Outbox,Slot | TRUE | TRUE | There is an unexpected plate in Outbox Slot 4. Please remove it. | TRUE | TRUE | Failed to reserve exit hotel slot 4. • Remove the plate from exit hotel slot 4. | TRUE
ERROR_CHASIS_EXIT_HOTEL_SLOT_RESERVE_FAIL_SLOT5 | ERROR_CHASIS_EXIT_HOTEL_SLOT_RESERVE_FAIL_SLOT5 | AssistanceNeeded | AssistanceNeeded | OutboxSlot | OutboxSlot,Outbox,Slot | TRUE | TRUE | There is an unexpected plate in Outbox Slot 5. Please remove it. | TRUE | TRUE | Failed to reserve exit hotel slot 5. • Remove the plate from exit hotel slot 5. | TRUE
ERROR_CHASIS_EXIT_HOTEL_UNEXPECTED_PLATE_SLOT1 | ERROR_CHASIS_EXIT_HOTEL_UNEXPECTED_PLATE_SLOT1 | AssistanceNeeded | AssistanceNeeded | OutboxSlot | OutboxSlot,Outbox,Slot | TRUE | TRUE | There is an unexpected plate in Outbox Slot 1. Please remove it. | TRUE | TRUE | Unexpected plate in Outbox Slot 1. Please remove the plate. Click on Open Outbox button if the door is closed. | TRUE
ERROR_CHASIS_EXIT_HOTEL_UNEXPECTED_PLATE_SLOT2 | ERROR_CHASIS_EXIT_HOTEL_UNEXPECTED_PLATE_SLOT2 | AssistanceNeeded | AssistanceNeeded | OutboxSlot | OutboxSlot,Outbox,Slot | TRUE | TRUE | There is an unexpected plate in Outbox Slot 2. Please remove it. | TRUE | TRUE | Unexpected plate in Outbox Slot 2. Please remove the plate. Click on Open Outbox button if the door is closed. | TRUE
ERROR_CHASIS_EXIT_HOTEL_UNEXPECTED_PLATE_SLOT3 | ERROR_CHASIS_EXIT_HOTEL_UNEXPECTED_PLATE_SLOT3 | AssistanceNeeded | AssistanceNeeded | OutboxSlot | OutboxSlot,Outbox,Slot | TRUE | TRUE | There is an unexpected plate in Outbox Slot 3. Please remove it. | TRUE | TRUE | Unexpected plate in Outbox Slot 3. Please remove the plate. Click on Open Outbox button if the door is closed. | TRUE
ERROR_CHASIS_EXIT_HOTEL_UNEXPECTED_PLATE_SLOT4 | ERROR_CHASIS_EXIT_HOTEL_UNEXPECTED_PLATE_SLOT4 | AssistanceNeeded | AssistanceNeeded | OutboxSlot | OutboxSlot,Outbox,Slot | TRUE | TRUE | There is an unexpected plate in Outbox Slot 4. Please remove it. | TRUE | TRUE | Unexpected plate in Outbox Slot 4. Please remove the plate. Click on Open Outbox button if the door is closed. | TRUE
ERROR_CHASIS_EXIT_HOTEL_UNEXPECTED_PLATE_SLOT5 | ERROR_CHASIS_EXIT_HOTEL_UNEXPECTED_PLATE_SLOT5 | AssistanceNeeded | AssistanceNeeded | OutboxSlot | OutboxSlot,Outbox,Slot | TRUE | TRUE | There is an unexpected plate in Outbox Slot 5. Please remove it. | TRUE | TRUE | Unexpected plate in Outbox Slot 5. Please remove the plate. Click on Open Outbox button if the door is closed. | TRUE
ERROR_CHASIS_BFC_RFID_ERROR_BAD_TAG_TYPE | ERROR_CHASIS_BFC_RFID_ERROR_BAD_TAG_TYPE | Warning | Warning | BottleAndFanController | BottleAndFanController | FALSE | FALSE |  | TRUE | TRUE | Chassis bottle and fan controller RFID error, bad tag type | TRUE
ERROR_CHASIS_BFC_RFID_ERROR_CORRUPT_TAG | ERROR_CHASIS_BFC_RFID_ERROR_CORRUPT_TAG | Warning | Warning | BottleAndFanController | BottleAndFanController | FALSE | FALSE |  | TRUE | TRUE | Chassis bottle and fan controller RFID error, corrupt tag | TRUE
ERROR_CHASIS_BFC_RFID_ERROR_BUS_ERROR | ERROR_CHASIS_BFC_RFID_ERROR_BUS_ERROR | Warning | Warning | BottleAndFanController | BottleAndFanController | FALSE | FALSE |  | TRUE | TRUE | Chassis bottle and fan controller RFID error, bus error | TRUE
ERROR_CHASIS_BFC_RFID_ERROR_TIMEOUT | ERROR_CHASIS_BFC_RFID_ERROR_TIMEOUT | Warning | Warning | BottleAndFanController | BottleAndFanController | FALSE | FALSE |  | TRUE | TRUE | Chassis bottle and fan controller RFID error, timeout | TRUE
ERROR_CHASIS_BFC_RFID_ERROR_CORRUPT_RO_SECTION | ERROR_CHASIS_BFC_RFID_ERROR_CORRUPT_RO_SECTION | Warning | Warning | BottleAndFanController | BottleAndFanController | FALSE | FALSE |  | TRUE | TRUE | Chassis bottle and fan controller RFID error, readonly section | TRUE
ERROR_CHASIS_BFC_RFID_ERROR_CORRUPT_RW_SECTION | ERROR_CHASIS_BFC_RFID_ERROR_CORRUPT_RW_SECTION | Warning | Warning | BottleAndFanController | BottleAndFanController | FALSE | FALSE |  | TRUE | TRUE | Chassis bottle and fan controller RFID error, read/write section | TRUE
ERROR_CHASIS_BFC_RFID_ERROR_UNKNOWN_ERROR | ERROR_CHASIS_BFC_RFID_ERROR_UNKNOWN_ERROR | Warning | Warning | BottleAndFanController | BottleAndFanController | FALSE | FALSE |  | TRUE | TRUE | Chassis bottle and fan controller RFID error, unknown error | TRUE
ERROR_CHASIS_BFC_RFID_ERROR_TAG_CHANGED_BEFORE_WRITE | ERROR_CHASIS_BFC_RFID_ERROR_TAG_CHANGED_BEFORE_WRITE | Warning | Warning | BottleAndFanController | BottleAndFanController | FALSE | FALSE |  | TRUE | TRUE | Chassis bottle and fan controller RFID error, tag changed before write | TRUE
ERROR_CHASIS_BFC_RFID_ERROR_WRITE_DATA_FAILED | ERROR_CHASIS_BFC_RFID_ERROR_WRITE_DATA_FAILED | Warning | Warning | BottleAndFanController | BottleAndFanController | FALSE | FALSE |  | TRUE | TRUE | Chassis bottle and fan controller RFID error, write data failed | TRUE
ERROR_CHASIS_BFC_RFID_ERROR_WRITE_DATA_BUFFER_CORRUPT | ERROR_CHASIS_BFC_RFID_ERROR_WRITE_DATA_BUFFER_CORRUPT | Warning | Warning | BottleAndFanController | BottleAndFanController | FALSE | FALSE |  | TRUE | TRUE | Chassis bottle and fan controller RFID error, data buffer corrupt | TRUE
ERROR_CHASIS_BFC_ROTATOR_LOST_COMS_P1 | ERROR_CHASIS_BFC_ROTATOR_LOST_COMS_P1 | ServiceCall | ServiceCall | BottleAndFanController | BottleAndFanController | TRUE | TRUE | An error has occurred when trying to select a Droplet Generation Oil for Probes bottle. Please allow the current runs to complete, if possible. Then power cycle the instrument and try again. If the issue persists, please call Bio-Rad support. | TRUE | TRUE | A Supply Oil error has occurred. Please allow the current runs to complete, if possible. Then power cycle the instrument and try again. If the issue persists, please call Bio-Rad support. | TRUE
ERROR_CHASIS_BFC_ROTATOR_LOST_COMS_P2 | ERROR_CHASIS_BFC_ROTATOR_LOST_COMS_P2 | ServiceCall | ServiceCall | BottleAndFanController | BottleAndFanController | TRUE | TRUE | An error has occurred when trying to select a Droplet Generation Oil for Probes bottle. Please allow the current runs to complete, if possible. Then power cycle the instrument and try again. If the issue persists, please call Bio-Rad support. | TRUE | TRUE | A Supply Oil error has occurred. Please allow the current runs to complete, if possible. Then power cycle the instrument and try again. If the issue persists, please call Bio-Rad support. | TRUE
ERROR_CHASIS_BFC_ROTATOR_LOST_COMS_E1 | ERROR_CHASIS_BFC_ROTATOR_LOST_COMS_E1 | ServiceCall | ServiceCall | BottleAndFanController | BottleAndFanController | FALSE | FALSE |  | TRUE | TRUE | Chassis bottle and fan controller rotator lost communication E1 | TRUE
ERROR_CHASIS_BFC_ROTATOR_LOST_COMS_E2 | ERROR_CHASIS_BFC_ROTATOR_LOST_COMS_E2 | ServiceCall | ServiceCall | BottleAndFanController | BottleAndFanController | FALSE | FALSE |  | TRUE | TRUE | Chassis bottle and fan controller rotator lost communication E2 | TRUE
ERROR_CHASIS_BFC_ROTATOR_TIMEOUT_P1 | ERROR_CHASIS_BFC_ROTATOR_TIMEOUT_P1 | ServiceCall | ServiceCall | BottleAndFanController | BottleAndFanController | TRUE | TRUE | An error has occurred when trying to select a Droplet Generation Oil for Probes bottle. Please allow the current runs to complete, if possible. Then power cycle the instrument and try again. If the issue persists, please call Bio-Rad support. | TRUE | TRUE | A Supply Oil error has occurred. Please allow the current runs to complete, if possible. Then power cycle the instrument and try again. If the issue persists, please call Bio-Rad support. | TRUE
ERROR_CHASIS_BFC_ROTATOR_TIMEOUT_P2 | ERROR_CHASIS_BFC_ROTATOR_TIMEOUT_P2 | ServiceCall | ServiceCall | BottleAndFanController | BottleAndFanController | TRUE | TRUE | An error has occurred when trying to select a Droplet Generation Oil for Probes bottle. Please allow the current runs to complete, if possible. Then power cycle the instrument and try again. If the issue persists, please call Bio-Rad support. | TRUE | TRUE | A Supply Oil error has occurred. Please allow the current runs to complete, if possible. Then power cycle the instrument and try again. If the issue persists, please call Bio-Rad support. | TRUE
ERROR_CHASIS_BFC_ROTATOR_TIMEOUT_E1 | ERROR_CHASIS_BFC_ROTATOR_TIMEOUT_E1 | ServiceCall | ServiceCall | BottleAndFanController | BottleAndFanController | FALSE | FALSE |  | TRUE | TRUE | Chassis bottle and fan controller rotator timeout E1 | TRUE
ERROR_CHASIS_BFC_ROTATOR_TIMEOUT_E2 | ERROR_CHASIS_BFC_ROTATOR_TIMEOUT_E2 | ServiceCall | ServiceCall | BottleAndFanController | BottleAndFanController | FALSE | FALSE |  | TRUE | TRUE | Chassis bottle and fan controller rotator timeout E2 | TRUE
ERROR_CHASIS_BFC_RFID_WRITE_TIMEDOUT_P1 | ERROR_CHASIS_BFC_RFID_WRITE_TIMEDOUT_P1 | Warning | Warning | BottleAndFanController | RfidProbesOil1,BottleAndFanController | FALSE | FALSE |  | TRUE | TRUE | Chassis bottle and fan controller RFID write timed out P1 | TRUE
ERROR_CHASIS_BFC_RFID_WRITE_TIMEDOUT_P2 | ERROR_CHASIS_BFC_RFID_WRITE_TIMEDOUT_P2 | Warning | Warning | BottleAndFanController | RfidProbesOil2,BottleAndFanController | FALSE | FALSE |  | TRUE | TRUE | Chassis bottle and fan controller RFID write timed out P2 | TRUE
ERROR_CHASIS_BFC_RFID_WRITE_TIMEDOUT_E1 | ERROR_CHASIS_BFC_RFID_WRITE_TIMEDOUT_E1 | Warning | Warning | BottleAndFanController | RfidEvagreenOil1,BottleAndFanController | FALSE | FALSE |  | TRUE | TRUE | Chassis bottle and fan controller RFID write timed out E1 | TRUE
ERROR_CHASIS_BFC_RFID_WRITE_TIMEDOUT_E2 | ERROR_CHASIS_BFC_RFID_WRITE_TIMEDOUT_E2 | Warning | Warning | BottleAndFanController | RfidEvagreenOil2,BottleAndFanController | FALSE | FALSE |  | TRUE | TRUE | Chassis bottle and fan controller RFID write timed out E2 | TRUE
ERROR_CHASIS_BFC_RFID_WRITE_TIMEDOUT_D1 | ERROR_CHASIS_BFC_RFID_WRITE_TIMEDOUT_D1 | Warning | Warning | BottleAndFanController | RfidDrOil1,BottleAndFanController | FALSE | FALSE |  | TRUE | TRUE | Chassis bottle and fan controller RFID write timed out D1 | TRUE
ERROR_CHASIS_BFC_RFID_WRITE_TIMEDOUT_D2 | ERROR_CHASIS_BFC_RFID_WRITE_TIMEDOUT_D2 | Warning | Warning | BottleAndFanController | RfidDrOil2,BottleAndFanController | FALSE | FALSE |  | TRUE | TRUE | Chassis bottle and fan controller RFID write timed out D2 | TRUE
ERROR_CHASIS_BFC_RFID_ERROR_SIGNAL_RECEIVED_P1 | ERROR_CHASIS_BFC_RFID_ERROR_SIGNAL_RECEIVED_P1 | Warning | Warning | BottleAndFanController | RfidProbesOil1,BottleAndFanController | FALSE | FALSE |  | TRUE | TRUE | Chassis bottle and fan controller RFID error, signal received P1 | TRUE
ERROR_CHASIS_BFC_RFID_ERROR_SIGNAL_RECEIVED_P2 | ERROR_CHASIS_BFC_RFID_ERROR_SIGNAL_RECEIVED_P2 | Warning | Warning | BottleAndFanController | RfidProbesOil2,BottleAndFanController | FALSE | FALSE |  | TRUE | TRUE | Chassis bottle and fan controller RFID error, signal received P2 | TRUE
ERROR_CHASIS_BFC_RFID_ERROR_SIGNAL_RECEIVED_E1 | ERROR_CHASIS_BFC_RFID_ERROR_SIGNAL_RECEIVED_E1 | Warning | Warning | BottleAndFanController | RfidEvagreenOil1,BottleAndFanController | FALSE | FALSE |  | TRUE | TRUE | Chassis bottle and fan controller RFID error,signal received E1 | TRUE
ERROR_CHASIS_BFC_RFID_ERROR_SIGNAL_RECEIVED_E2 | ERROR_CHASIS_BFC_RFID_ERROR_SIGNAL_RECEIVED_E2 | Warning | Warning | BottleAndFanController | RfidEvagreenOil2,BottleAndFanController | FALSE | FALSE |  | TRUE | TRUE | Chassis bottle and fan controller RFID error, signal received E2 | TRUE
ERROR_CHASIS_BFC_RFID_ERROR_SIGNAL_RECEIVED_D1 | ERROR_CHASIS_BFC_RFID_ERROR_SIGNAL_RECEIVED_D1 | Warning | Warning | BottleAndFanController | RfidDrOil1,BottleAndFanController | FALSE | FALSE |  | TRUE | TRUE | Chassis bottle and fan controller RFID error, signal received D1 | TRUE
ERROR_CHASIS_BFC_RFID_ERROR_SIGNAL_RECEIVED_D2 | ERROR_CHASIS_BFC_RFID_ERROR_SIGNAL_RECEIVED_D2 | Warning | Warning | BottleAndFanController | RfidDrOil2,BottleAndFanController | FALSE | FALSE |  | TRUE | TRUE | Chassis bottle and fan controller RFID error, signal received D2 | TRUE
ERROR_CHASIS_BFC_RFID_WRITE_FAILED_P1 | ERROR_CHASIS_BFC_RFID_WRITE_FAILED_P1 | Warning | Warning | BottleAndFanController | RfidProbesOil1,BottleAndFanController | FALSE | FALSE |  | TRUE | TRUE | Chassis bottle and fan controller RFID write failed P1 | TRUE
ERROR_CHASIS_BFC_RFID_WRITE_FAILED_P2 | ERROR_CHASIS_BFC_RFID_WRITE_FAILED_P2 | Warning | Warning | BottleAndFanController | RfidProbesOil2,BottleAndFanController | FALSE | FALSE |  | TRUE | TRUE | Chassis bottle and fan controller RFID write failed P2 | TRUE
ERROR_CHASIS_BFC_RFID_WRITE_FAILED_E1 | ERROR_CHASIS_BFC_RFID_WRITE_FAILED_E1 | Warning | Warning | BottleAndFanController | RfidEvagreenOil1,BottleAndFanController | FALSE | FALSE |  | TRUE | TRUE | Chassis bottle and fan controller RFID write failed E1 | TRUE
ERROR_CHASIS_BFC_RFID_WRITE_FAILED_E2 | ERROR_CHASIS_BFC_RFID_WRITE_FAILED_E2 | Warning | Warning | BottleAndFanController | RfidEvagreenOil2,BottleAndFanController | FALSE | FALSE |  | TRUE | TRUE | Chassis bottle and fan controller RFID write failed E2 | TRUE
ERROR_CHASIS_BFC_RFID_WRITE_FAILED_D1 | ERROR_CHASIS_BFC_RFID_WRITE_FAILED_D1 | Warning | Warning | BottleAndFanController | RfidDrOil1,BottleAndFanController | FALSE | FALSE |  | TRUE | TRUE | Chassis bottle and fan controller RFID write failed D1 | TRUE
ERROR_CHASIS_BFC_RFID_WRITE_FAILED_D2 | ERROR_CHASIS_BFC_RFID_WRITE_FAILED_D2 | Warning | Warning | BottleAndFanController | RfidDrOil2,BottleAndFanController | FALSE | FALSE |  | TRUE | TRUE | Chassis bottle and fan controller RFID write failed D2 | TRUE
ERROR_CHASIS_BFC_RFID_READ_FAILED_P1 | ERROR_CHASIS_BFC_RFID_READ_FAILED_P1 | Warning | Warning | BottleAndFanController | RfidProbesOil1,BottleAndFanController | FALSE | FALSE |  | TRUE | TRUE | Chassis bottle and fan controller RFID read failed P1 | TRUE
ERROR_CHASIS_BFC_RFID_READ_FAILED_P2 | ERROR_CHASIS_BFC_RFID_READ_FAILED_P2 | Warning | Warning | BottleAndFanController | RfidProbesOil2,BottleAndFanController | FALSE | FALSE |  | TRUE | TRUE | Chassis bottle and fan controller RFID read failed P2 | TRUE
ERROR_CHASIS_BFC_RFID_READ_FAILED_E1 | ERROR_CHASIS_BFC_RFID_READ_FAILED_E1 | Warning | Warning | BottleAndFanController | RfidEvagreenOil1,BottleAndFanController | FALSE | FALSE |  | TRUE | TRUE | Chassis bottle and fan controller RFID read failed E1 | TRUE
ERROR_CHASIS_BFC_RFID_READ_FAILED_E2 | ERROR_CHASIS_BFC_RFID_READ_FAILED_E2 | Warning | Warning | BottleAndFanController | RfidEvagreenOil2,BottleAndFanController | FALSE | FALSE |  | TRUE | TRUE | Chassis bottle and fan controller RFID read failed E2 | TRUE
ERROR_CHASIS_BFC_RFID_READ_FAILED_D1 | ERROR_CHASIS_BFC_RFID_READ_FAILED_D1 | Warning | Warning | BottleAndFanController | RfidDrOil1,BottleAndFanController | FALSE | FALSE |  | TRUE | TRUE | Chassis bottle and fan controller RFID read failed D1 | TRUE
ERROR_CHASIS_BFC_RFID_READ_FAILED_D2 | ERROR_CHASIS_BFC_RFID_READ_FAILED_D2 | Warning | Warning | BottleAndFanController | RfidDrOil2,BottleAndFanController | FALSE | FALSE |  | TRUE | TRUE | Chassis bottle and fan controller RFID read failed D2 | TRUE
ERROR_CHASIS_BFC_DG_WASTE_OVER_TIME_RELEASED_W1 | ERROR_CHASIS_BFC_DG_WASTE_OVER_TIME_RELEASED_W1 | Warning | Warning | BottleAndFanController | BottleAndFanController,DG | FALSE | FALSE |  | TRUE | TRUE | Chassis bottle and fan controller DG waste over time released W1 | TRUE
ERROR_CHASIS_BFC_DG_WASTE_OVER_TIME_RELEASED_W2 | ERROR_CHASIS_BFC_DG_WASTE_OVER_TIME_RELEASED_W2 | Warning | Warning | BottleAndFanController | BottleAndFanController,DG | FALSE | FALSE |  | TRUE | TRUE | Chassis bottle and fan controller DG waste over time released W2 | TRUE
ERROR_CHASIS_BFC_DR_WASTE_OVER_TIME_RELEASED_W1 | ERROR_CHASIS_BFC_DR_WASTE_OVER_TIME_RELEASED_W1 | Warning | Warning | BottleAndFanController | BottleAndFanController,DR | FALSE | FALSE |  | TRUE | TRUE | Chassis bottle and fan controller DR waste over time released W1 | TRUE
ERROR_CHASIS_BFC_DR_WASTE_OVER_TIME_RELEASED_W2 | ERROR_CHASIS_BFC_DR_WASTE_OVER_TIME_RELEASED_W2 | Warning | Warning | BottleAndFanController | BottleAndFanController,DR | FALSE | FALSE |  | TRUE | TRUE | Chassis bottle and fan controller DR waste over time released W2 | TRUE
ERROR_CHASIS_BFC_WASTE_OVERFLOW_W1 | ERROR_CHASIS_BFC_WASTE_OVERFLOW_W1 | AssistanceNeeded | AssistanceNeeded | BottleAndFanController | BottleAndFanController | TRUE | TRUE | A waste overflow has occurred when pumping to waste bottle 1. Please manually empty waste overflow reservoir from the waste removal port on the front of the instrument and replace waste bottle 1. If the error re-occurs, please call service for assistance. | TRUE | TRUE | A waste overflow has occurred when pumping to waste bottle 1. Please manually empty waste overflow reservoir from the waste removal port on the front of the instrument and replace waste bottle 1. If the error re-occurs, please call service for assistance. | TRUE
ERROR_CHASIS_BFC_WASTE_OVERFLOW_W2 | ERROR_CHASIS_BFC_WASTE_OVERFLOW_W2 | AssistanceNeeded | AssistanceNeeded | BottleAndFanController | BottleAndFanController | TRUE | TRUE | A waste overflow has occurred when pumping to waste bottle 2. Please manually empty waste overflow reservoir from the waste removal port on the front of the instrument and replace waste bottle 2. If the error re-occurs, please call service for assistance. | TRUE | TRUE | A waste overflow has occurred when pumping to waste bottle 2. Please manually empty waste overflow reservoir from the waste removal port on the front of the instrument and replace waste bottle 2. If the error re-occurs, please call service for assistance. | TRUE
ERROR_CHASIS_BFC_WASTE_IN_ERROR_STATE_W1 | ERROR_CHASIS_BFC_WASTE_IN_ERROR_STATE_W1 | Warning | AssistanceNeeded | BottleAndFanController | BottleAndFanController | FALSE | FALSE |  | TRUE | TRUE | Chassis bottle and fan controller waste in error state W1 | TRUE
ERROR_CHASIS_BFC_WASTE_IN_ERROR_STATE_W2 | ERROR_CHASIS_BFC_WASTE_IN_ERROR_STATE_W2 | Warning | AssistanceNeeded | BottleAndFanController | BottleAndFanController | FALSE | FALSE |  | TRUE | TRUE | Chassis bottle and fan controller waste in error state W2 | TRUE
ERROR_CHASIS_BFC_WASTE_OVERFLOW_SENSOR_DETECTED | ERROR_CHASIS_BFC_WASTE_OVERFLOW_SENSOR_DETECTED | Warning | AssistanceNeeded | BottleAndFanController | BottleAndFanController | FALSE | FALSE |  | TRUE | TRUE | A waste overflow has occurred. Please ensure both waste bottles are empty and manually empty waste reservoir from the waste removal port per the user manual. If the error re-occurs, please call service for assistance. | TRUE
ERROR_CHASIS_BFC_V24V_OUT_OF_RANGE | ERROR_CHASIS_BFC_V24V_OUT_OF_RANGE | Warning | Warning | BottleAndFanController | BottleAndFanController | FALSE | FALSE |  | TRUE | TRUE | Chassis bottle and fan controller V24V out of range | TRUE
ERROR_CHASIS_BFC_V5V_OUT_OF_RANGE | ERROR_CHASIS_BFC_V5V_OUT_OF_RANGE | Warning | Warning | BottleAndFanController | BottleAndFanController | FALSE | FALSE |  | TRUE | TRUE | Chassis bottle and fan controller V5V out of range | TRUE
ERROR_CHASIS_BFC_V3p3V_OUT_OF_RANGE | ERROR_CHASIS_BFC_V3p3V_OUT_OF_RANGE | Warning | Warning | BottleAndFanController | BottleAndFanController | FALSE | FALSE |  | TRUE | TRUE | Chassis bottle and fan controller V3p3V out of range | TRUE
ERROR_CHASIS_BFC_TEMP_OUT_OF_RANGE | ERROR_CHASIS_BFC_TEMP_OUT_OF_RANGE | Warning | Warning | BottleAndFanController | BottleAndFanController | FALSE | FALSE |  | TRUE | TRUE | Chassis bottle and fan controller temperature out of range | TRUE
ERROR_CHASIS_BFC_FAN_FAILURE_DG | ERROR_CHASIS_BFC_FAN_FAILURE_DG | ServiceCall | ServiceCall | BottleAndFanController | BottleAndFanController,DG | TRUE | TRUE | An internal cooling error has occurred which might impact quality of the data. Please call Bio-Rad support to resolve the issue. | TRUE | TRUE | An internal cooling error has occurred which might impact quality of the data. Please call Bio-Rad support to resolve the issue. | TRUE
ERROR_CHASIS_BFC_FAN_FAILURE_TC | ERROR_CHASIS_BFC_FAN_FAILURE_TC | ServiceCall | ServiceCall | BottleAndFanController | BottleAndFanController,TC | TRUE | TRUE | An internal cooling error has occurred which might impact quality of the data. Please call Bio-Rad support to resolve the issue. | TRUE | TRUE | An internal cooling error has occurred which might impact quality of the data. Please call Bio-Rad support to resolve the issue. | TRUE
ERROR_CHASIS_BFC_FAN_FAILURE_DR | ERROR_CHASIS_BFC_FAN_FAILURE_DR | ServiceCall | ServiceCall | BottleAndFanController | BottleAndFanController,DR | TRUE | TRUE | An internal cooling error has occurred which might impact quality of the data. Please call Bio-Rad support to resolve the issue. | TRUE | TRUE | An internal cooling error has occurred which might impact quality of the data. Please call Bio-Rad support to resolve the issue. | TRUE
ERROR_CHASIS_FRONT_DOOR_I24V_OUT_OF_RANGE | ERROR_CHASIS_FRONT_DOOR_I24V_OUT_OF_RANGE | Warning | Warning | FrontDoor | FrontDoor | FALSE | FALSE |  | TRUE | TRUE | Chassis front door I24V out of range | TRUE
ERROR_CHASIS_FRONT_DOOR_MOTOR_1_FAULT | ERROR_CHASIS_FRONT_DOOR_MOTOR_1_FAULT | Warning | Warning | InboxDoor | FrontDoor | FALSE | FALSE |  | TRUE | TRUE | Chassis front door motor 1 fault | TRUE
ERROR_CHASIS_FRONT_DOOR_MOTOR_2_FAULT | ERROR_CHASIS_FRONT_DOOR_MOTOR_2_FAULT | Warning | Warning | OutboxDoor | FrontDoor | FALSE | FALSE |  | TRUE | TRUE | Chassis front door motor 2 fault | TRUE
ERROR_CHASIS_FRONT_DOOR_ENTRY_NOT_HOMED | ERROR_CHASIS_FRONT_DOOR_ENTRY_NOT_HOMED | AssistanceNeeded | AssistanceNeeded | InboxDoor | FrontDoor | FALSE | TRUE | Entry DOOR Error. | TRUE | TRUE | Entry door motor not homed | TRUE
ERROR_CHASIS_FRONT_DOOR_EXIT_NOT_HOMED | ERROR_CHASIS_FRONT_DOOR_EXIT_NOT_HOMED | AssistanceNeeded | AssistanceNeeded | OutboxDoor | FrontDoor | FALSE | TRUE | Exit Door Error | TRUE | TRUE | Exit door motor not homed | TRUE
ERROR_CHASIS_FRONT_DOOR_ENTRY_DOOR_ERROR_TIMEOUT | ERROR_CHASIS_FRONT_DOOR_ENTRY_DOOR_ERROR_TIMEOUT | AssistanceNeeded | AssistanceNeeded | InboxDoor | FrontDoor | TRUE | TRUE | An inbox door move has failed. Please try again and call service if it persists | TRUE | TRUE | An inbox door move has failed. Please try again and call service if it persists. | TRUE
ERROR_CHASIS_FRONT_DOOR_EXIT_DOOR_ERROR_TIMEOUT | ERROR_CHASIS_FRONT_DOOR_EXIT_DOOR_ERROR_TIMEOUT | AssistanceNeeded | AssistanceNeeded | OutboxDoor | FrontDoor | TRUE | TRUE | An outbox door move has failed. Please try again and call service if it persists. | TRUE | TRUE | An outbox door move has failed. Please try again and call service if it persists. | TRUE
ERROR_CHASIS_FRONT_DOOR_ENTRY_DOOR_ERROR_OUT_OF_BOUNDS | ERROR_CHASIS_FRONT_DOOR_ENTRY_DOOR_ERROR_OUT_OF_BOUNDS | AssistanceNeeded | AssistanceNeeded | InboxDoor | FrontDoor | TRUE | TRUE | An inbox door move has failed. Please try again and call service if it persists | TRUE | TRUE | An inbox door move has failed. Please try again and call service if it persists. | TRUE
ERROR_CHASIS_FRONT_DOOR_EXIT_DOOR_ERROR_OUT_OF_BOUNDS | ERROR_CHASIS_FRONT_DOOR_EXIT_DOOR_ERROR_OUT_OF_BOUNDS | AssistanceNeeded | AssistanceNeeded | OutboxDoor | FrontDoor | TRUE | TRUE | An outbox door move has failed. Please try again and call service if it persists. | TRUE | TRUE | An outbox door move has failed. Please try again and call service if it persists. | TRUE
ERROR_CHASIS_FRONT_DOOR_ENTRY_DOOR_ERROR_DID_NOT_REACH_TARGET_POSITION | ERROR_CHASIS_FRONT_DOOR_ENTRY_DOOR_ERROR_DID_NOT_REACH_TARGET_POSITION | AssistanceNeeded | AssistanceNeeded | InboxDoor | FrontDoor | TRUE | TRUE | An inbox door move has failed. Please try again and call service if it persists | TRUE | TRUE | Failed to open/close the door, push the doors slowly in a couple of inches. Press the open/close door button again. If the problem persists call service. | TRUE
ERROR_CHASIS_FRONT_DOOR_EXIT_DOOR_ERROR_DID_NOT_REACH_TARGET_POSITION | ERROR_CHASIS_FRONT_DOOR_EXIT_DOOR_ERROR_DID_NOT_REACH_TARGET_POSITION | Warning | AssistanceNeeded | OutboxDoor | FrontDoor | FALSE | FALSE |  | TRUE | TRUE | Failed to open/close the door, push the doors slowly in a couple of inches. Press the open/close door button again. If the problem persists call service. | TRUE
ERROR_CHASIS_FRONT_DOOR_RFID_ERROR_BAD_TAG_TYPE | ERROR_CHASIS_FRONT_DOOR_RFID_ERROR_BAD_TAG_TYPE | AssistanceNeeded | AssistanceNeeded | FrontDoorRfid | FrontDoorRfid,FrontDoor | TRUE | TRUE | An error has occurred while scanning the plate. Please try a different plate. If the issue persists, please call Bio-Rad support. | TRUE | TRUE | An error has occurred while scanning the plate. Please try a different plate. If the issue persists, please call Bio-Rad support. | TRUE
ERROR_CHASIS_FRONT_DOOR_RFID_ERROR_CORRUPT_TAG | ERROR_CHASIS_FRONT_DOOR_RFID_ERROR_CORRUPT_TAG | AssistanceNeeded | AssistanceNeeded | FrontDoorRfid | FrontDoorRfid,FrontDoor | TRUE | TRUE | An error has occurred while scanning the plate. Please try a different plate. If the issue persists, please call Bio-Rad support. | TRUE | TRUE | An error has occurred while scanning the plate. Please try a different plate. If the issue persists, please call Bio-Rad support. | TRUE
ERROR_CHASIS_FRONT_DOOR_RFID_ERROR_BUS_ERROR | ERROR_CHASIS_FRONT_DOOR_RFID_ERROR_BUS_ERROR | Warning | Warning | FrontDoorRfid | FrontDoorRfid,FrontDoor | FALSE | FALSE |  | TRUE | TRUE | Chassis front door RFID error, bus error | TRUE
ERROR_CHASIS_FRONT_DOOR_RFID_ERROR_TIMEOUT | ERROR_CHASIS_FRONT_DOOR_RFID_ERROR_TIMEOUT | Warning | Warning | FrontDoorRfid | FrontDoorRfid,FrontDoor | FALSE | FALSE |  | TRUE | TRUE | Chassis front door RFID error, timeout | TRUE
ERROR_CHASIS_FRONT_DOOR_RFID_ERROR_CORRUPT_RO_SECTION | ERROR_CHASIS_FRONT_DOOR_RFID_ERROR_CORRUPT_RO_SECTION | AssistanceNeeded | Warning | FrontDoorRfid | FrontDoorRfid,FrontDoor | TRUE | TRUE | An error has occurred while scanning the plate. Please try a different plate. If the issue persists, please call Bio-Rad support. | TRUE | TRUE | An error has occurred while scanning the plate. Please try a different plate. If the issue persists, please call Bio-Rad support. | TRUE
ERROR_CHASIS_FRONT_DOOR_RFID_ERROR_CORRUPT_RW_SECTION | ERROR_CHASIS_FRONT_DOOR_RFID_ERROR_CORRUPT_RW_SECTION | AssistanceNeeded | Warning | FrontDoorRfid | FrontDoorRfid,FrontDoor | TRUE | TRUE | An error has occurred while scanning the plate. Please try a different plate. If the issue persists, please call Bio-Rad support. | TRUE | TRUE | An error has occurred while scanning the plate. Please try a different plate. If the issue persists, please call Bio-Rad support. | TRUE
ERROR_CHASIS_FRONT_DOOR_RFID_ERROR_UNKNOWN_ERROR | ERROR_CHASIS_FRONT_DOOR_RFID_ERROR_UNKNOWN_ERROR | Warning | Warning | FrontDoorRfid | FrontDoorRfid,FrontDoor | FALSE | FALSE |  | TRUE | TRUE | Chassis front door RFID error, unknown error | TRUE
ERROR_CHASIS_FRONT_DOOR_RFID_ERROR_TAG_CHANGED_BEFORE_WRITE | ERROR_CHASIS_FRONT_DOOR_RFID_ERROR_TAG_CHANGED_BEFORE_WRITE | Warning | Warning | FrontDoorRfid | FrontDoorRfid,FrontDoor | FALSE | FALSE |  | TRUE | TRUE | Chassis front door RFID error, tag changed before write | TRUE
ERROR_CHASIS_FRONT_DOOR_RFID_ERROR_WRITE_DATA_FAILED | ERROR_CHASIS_FRONT_DOOR_RFID_ERROR_WRITE_DATA_FAILED | Warning | Warning | FrontDoorRfid | FrontDoorRfid,FrontDoor | FALSE | FALSE |  | TRUE | TRUE | Chassis front door RFID error, write data failed | TRUE
ERROR_CHASIS_FRONT_DOOR_RFID_ERROR_WRITE_DATA_BUFFER_CORRUPT | ERROR_CHASIS_FRONT_DOOR_RFID_ERROR_WRITE_DATA_BUFFER_CORRUPT | Warning | Warning | FrontDoorRfid | FrontDoorRfid,FrontDoor | FALSE | FALSE |  | TRUE | TRUE | Chassis front door RFID error, write data buffer corrupt | TRUE
ERROR_CHASIS_FRONT_DOOR_RFID_ERROR_RESETTING_MODULE_POWER | ERROR_CHASIS_FRONT_DOOR_RFID_ERROR_RESETTING_MODULE_POWER | Warning | Warning | FrontDoorRfid | FrontDoorRfid,FrontDoor | FALSE | FALSE |  | TRUE | TRUE | Chassis front door RFID error, resetting module power | TRUE
ERROR_CHASIS_FRONT_DOOR_RFID_ERROR_POWER_FAULT | ERROR_CHASIS_FRONT_DOOR_RFID_ERROR_POWER_FAULT | Warning | Warning | FrontDoorRfid | FrontDoorRfid,FrontDoor | FALSE | FALSE |  | TRUE | TRUE | Chassis front door RFID error, power fault | TRUE
ERROR_CHASIS_FRONT_DOOR_RFID_ERROR_I2C_RFID_BUS_DOWN | ERROR_CHASIS_FRONT_DOOR_RFID_ERROR_I2C_RFID_BUS_DOWN | Warning | Warning | FrontDoorRfid | FrontDoorRfid,FrontDoor | FALSE | FALSE |  | TRUE | TRUE | Chassis front door RFID error, I2C RFID bus down | TRUE
ERROR_CHASIS_FRONT_DOOR_RFID_ERROR_I2C_FRONT_LED_BUS_DOWN | ERROR_CHASIS_FRONT_DOOR_RFID_ERROR_I2C_FRONT_LED_BUS_DOWN | Warning | Warning | FrontDoorRfid | FrontDoorRfid,FrontDoor | FALSE | FALSE |  | TRUE | TRUE | Chassis front door RFID error, I2C front LED bus down | TRUE
ERROR_CHASIS_FRONT_DOOR_RFID_ERROR_RESETTING_I2C_PERIPHERAL | ERROR_CHASIS_FRONT_DOOR_RFID_ERROR_RESETTING_I2C_PERIPHERAL | Warning | Warning | FrontDoorRfid | FrontDoorRfid,FrontDoor | FALSE | TRUE | Chassis front door RFID error, resetting I2C peripheral | TRUE | TRUE | Chassis front door RFID error, resetting I2C peripheral | TRUE
ERROR_CHASIS_FRONT_DOOR_RFID_ERROR_TAG_ERROR_RFID_MODULE_RETURNED_ERROR | ERROR_CHASIS_FRONT_DOOR_RFID_ERROR_TAG_ERROR_RFID_MODULE_RETURNED_ERROR | Warning | Warning | Instrument | FrontDoorRfid,FrontDoor | FALSE | FALSE |  | FALSE | FALSE |  | TRUE
ERROR_CHASIS_FRONT_DOOR_RFID_ERROR_TAG_ERROR_UUID_SIZE_TOO_BIG | ERROR_CHASIS_FRONT_DOOR_RFID_ERROR_TAG_ERROR_UUID_SIZE_TOO_BIG | Warning | Warning | Instrument | FrontDoorRfid,FrontDoor | FALSE | FALSE |  | FALSE | FALSE |  | TRUE
ERROR_CHASIS_FRONT_DOOR_RFID_ERROR_TAG_ERROR_RFID_MODULE_COMMAND_CORRUPT | ERROR_CHASIS_FRONT_DOOR_RFID_ERROR_TAG_ERROR_RFID_MODULE_COMMAND_CORRUPT | Warning | Warning | Instrument | FrontDoorRfid,FrontDoor | FALSE | FALSE |  | FALSE | FALSE |  | TRUE
ERROR_CHASIS_FRONT_DOOR_RFID_ERROR_TAG_ERROR_RFID_MODULE_TIMED_OUT | ERROR_CHASIS_FRONT_DOOR_RFID_ERROR_TAG_ERROR_RFID_MODULE_TIMED_OUT | Warning | Warning | Instrument | FrontDoorRfid,FrontDoor | FALSE | FALSE |  | FALSE | FALSE |  | TRUE
ERROR_CHASIS_FRONT_DOOR_RFID_ERROR_TAG_ERROR_RFID_COMMAND_TOO_LONG | ERROR_CHASIS_FRONT_DOOR_RFID_ERROR_TAG_ERROR_RFID_COMMAND_TOO_LONG | Warning | Warning | Instrument | FrontDoorRfid,FrontDoor | FALSE | FALSE |  | FALSE | FALSE |  | TRUE
ERROR_CHASIS_FRONT_DOOR_RFID_ERROR_MODULE_IS_HALTED | ERROR_CHASIS_FRONT_DOOR_RFID_ERROR_MODULE_IS_HALTED | Warning | Warning | Instrument | FrontDoorRfid,FrontDoor | FALSE | FALSE |  | FALSE | FALSE |  | TRUE
ERROR_CHASIS_POWER_CAN_DIST_INTERLOCK_ACTIVE | ERROR_CHASIS_POWER_CAN_DIST_INTERLOCK_ACTIVE | ServiceCall | ServiceCall | Instrument | Instrument | TRUE | FALSE |  | TRUE | TRUE | The instrument front panel has been opened. All runs have been aborted. Please close the front panel and power cycle the instrument. | TRUE
ERROR_CHASIS_ENTRY_HOTEL_RFID_INVALID_FW_VERSION_P1 | ERROR_CHASIS_ENTRY_HOTEL_RFID_INVALID_FW_VERSION_P1 | Warning | Warning | RfidProbesOil1 | RfidProbesOil1,Inbox | FALSE | FALSE |  | TRUE | TRUE | Chassis entry hotel RFID invalid firmware version P1 | TRUE
ERROR_CHASIS_ENTRY_HOTEL_RFID_INVALID_FW_VERSION_P2 | ERROR_CHASIS_ENTRY_HOTEL_RFID_INVALID_FW_VERSION_P2 | Warning | Warning | RfidProbesOil2 | RfidProbesOil2,Inbox | FALSE | FALSE |  | TRUE | TRUE | Chassis entry hotel RFID invalid firmware version P2 | TRUE
ERROR_CHASIS_ENTRY_HOTEL_RFID_INVALID_FW_VERSION_E1 | ERROR_CHASIS_ENTRY_HOTEL_RFID_INVALID_FW_VERSION_E1 | Warning | Warning | RfidEvagreenOil1 | RfidEvagreenOil1,Inbox | FALSE | FALSE |  | TRUE | TRUE | Chassis entry hotel RFID invalid firmware version E1 | TRUE
ERROR_CHASIS_ENTRY_HOTEL_RFID_INVALID_FW_VERSION_E2 | ERROR_CHASIS_ENTRY_HOTEL_RFID_INVALID_FW_VERSION_E2 | Warning | Warning | RfidEvagreenOil2 | RfidEvagreenOil2,Inbox | FALSE | FALSE |  | TRUE | TRUE | Chassis entry hotel RFID invalid firmware version E2 | TRUE
ERROR_CHASIS_ENTRY_HOTEL_RFID_INVALID_FW_VERSION_D1 | ERROR_CHASIS_ENTRY_HOTEL_RFID_INVALID_FW_VERSION_D1 | Warning | Warning | RfidDrOil1 | RfidDrOil1,Inbox | FALSE | FALSE |  | TRUE | TRUE | Chassis entry hotel RFID invalid firmware version D1 | TRUE
ERROR_CHASIS_ENTRY_HOTEL_RFID_INVALID_FW_VERSION_D2 | ERROR_CHASIS_ENTRY_HOTEL_RFID_INVALID_FW_VERSION_D2 | Warning | Warning | RfidDrOil2 | RfidDrOil2,Inbox | FALSE | FALSE |  | TRUE | TRUE | Chassis entry hotel RFID invalid firmware version D2 | TRUE
ERROR_CHASIS_EXIT_HOTEL_RFID_INVALID_FW_VERSION_W1 | ERROR_CHASIS_EXIT_HOTEL_RFID_INVALID_FW_VERSION_W1 | Warning | Warning | RfidWaste1 | RfidWaste1,Outbox | FALSE | FALSE |  | TRUE | TRUE | Chassis entry hotel RFID invalid firmware version W1 | TRUE
ERROR_CHASIS_EXIT_HOTEL_RFID_INVALID_FW_VERSION_W2 | ERROR_CHASIS_EXIT_HOTEL_RFID_INVALID_FW_VERSION_W2 | Warning | Warning | RfidWaste2 | RfidWaste2,Outbox | FALSE | FALSE |  | TRUE | TRUE | Chassis entry hotel RFID invalid firmware version W2 | TRUE
ERROR_CHASIS_FRONT_DOOR_RFID_INVALID_FW_VERSION | ERROR_CHASIS_FRONT_DOOR_RFID_INVALID_FW_VERSION | Warning | Warning | FrontDoorRfid | FrontDoorRfid,FrontDoor | FALSE | FALSE |  | TRUE | TRUE | Chassis entry hotel RFID invalid firmware version | TRUE
ERROR_CHASIS_BOTTLE_AND_FAN_CONTROLLER_RFID_INVALID_FW_VERSION | ERROR_CHASIS_BOTTLE_AND_FAN_CONTROLLER_RFID_INVALID_FW_VERSION | Warning | Warning | Instrument | BottleAndFanController,Instrument,Bottles | FALSE | FALSE |  | TRUE | TRUE | Chassis bottle and fan controller RFID invalid firmware version | TRUE
ERROR_MISSING_NODE_MASTER_PLACEHOLDER | ERROR_MISSING_NODE_MASTER_PLACEHOLDER | Warning | Warning | Instrument | Instrument | FALSE | FALSE |  | TRUE | TRUE | Missing node master placeholder | TRUE
ERROR_MISSING_NODE_INSTRUMENT_MASTER | ERROR_MISSING_NODE_INSTRUMENT_MASTER | ServiceCall | ServiceCall | Instrument | Instrument | TRUE | TRUE | A Communications error has occurred. Please allow the current runs to complete, if possible. Then power cycle the instrument and try again. If the issue persists, please call Bio-Rad support. | TRUE | TRUE | Missing node instrument master | TRUE
ERROR_MISSING_NODE_AXIS_X | ERROR_MISSING_NODE_AXIS_X | ServiceCall | ServiceCall | Instrument | Instrument | TRUE | TRUE | A Communications error has occurred. Please allow the current runs to complete, if possible. Then power cycle the instrument and try again. If the issue persists, please call Bio-Rad support. | TRUE | TRUE | Missing node axis X | TRUE
ERROR_MISSING_NODE_AXIS_Y | ERROR_MISSING_NODE_AXIS_Y | ServiceCall | ServiceCall | Instrument | Instrument | TRUE | TRUE | A Communications error has occurred. Please allow the current runs to complete, if possible. Then power cycle the instrument and try again. If the issue persists, please call Bio-Rad support. | TRUE | TRUE | Missing node axis Y | TRUE
ERROR_MISSING_NODE_AXIS_Z | ERROR_MISSING_NODE_AXIS_Z | ServiceCall | ServiceCall | Instrument | Instrument | TRUE | TRUE | A Communications error has occurred. Please allow the current runs to complete, if possible. Then power cycle the instrument and try again. If the issue persists, please call Bio-Rad support. | TRUE | TRUE | Missing node axis Z | TRUE
ERROR_MISSING_NODE_PISTON_PUMP_1 | ERROR_MISSING_NODE_PISTON_PUMP_1 | ServiceCall | ServiceCall | Instrument | Instrument | TRUE | TRUE | A Communications error has occurred. Please allow the current runs to complete, if possible. Then power cycle the instrument and try again. If the issue persists, please call Bio-Rad support. | TRUE | TRUE | Missing node piston pump 1 | TRUE
ERROR_MISSING_NODE_PISTON_PUMP_2 | ERROR_MISSING_NODE_PISTON_PUMP_2 | ServiceCall | ServiceCall | Instrument | Instrument | TRUE | TRUE | A Communications error has occurred. Please allow the current runs to complete, if possible. Then power cycle the instrument and try again. If the issue persists, please call Bio-Rad support. | TRUE | TRUE | Missing node piston pump 2 | TRUE
ERROR_MISSING_NODE_DETECTOR_LED_DRIVE | ERROR_MISSING_NODE_DETECTOR_LED_DRIVE | ServiceCall | ServiceCall | Instrument | Instrument | TRUE | TRUE | A Communications error has occurred. Please allow the current runs to complete, if possible. Then power cycle the instrument and try again. If the issue persists, please call Bio-Rad support. | TRUE | TRUE | Missing node detector LED drive | TRUE
ERROR_MISSING_NODE_DR_FLUIDICS_CONTROLLER | ERROR_MISSING_NODE_DR_FLUIDICS_CONTROLLER | ServiceCall | ServiceCall | Instrument | DR,Instrument | TRUE | TRUE | A Communications error has occurred. Please allow the current runs to complete, if possible. Then power cycle the instrument and try again. If the issue persists, please call Bio-Rad support. | TRUE | TRUE | Missing node DR fluidics controller | TRUE
ERROR_MISSING_NODE_BOTTLE_SWITCHING_VALVE_CONTROLLER | ERROR_MISSING_NODE_BOTTLE_SWITCHING_VALVE_CONTROLLER | Warning | Warning | Instrument | Instrument,Bottles | FALSE | FALSE |  | TRUE | TRUE | Missing node bottle switching valve controller | TRUE
ERROR_MISSING_NODE_ENTRY_HOTEL | ERROR_MISSING_NODE_ENTRY_HOTEL | ServiceCall | ServiceCall | Instrument | Inbox | TRUE | TRUE | A Communications error has occurred. Please allow the current runs to complete, if possible. Then power cycle the instrument and try again. If the issue persists, please call Bio-Rad support. | TRUE | TRUE | Missing node entry hotel | TRUE
ERROR_MISSING_NODE_EXIT_HOTEL | ERROR_MISSING_NODE_EXIT_HOTEL | ServiceCall | ServiceCall | Instrument | Outbox | TRUE | TRUE | A Communications error has occurred. Please allow the current runs to complete, if possible. Then power cycle the instrument and try again. If the issue persists, please call Bio-Rad support. | TRUE | TRUE | Missing node exit hotel | TRUE
ERROR_MISSING_NODE_POWER_CAN_DIST | ERROR_MISSING_NODE_POWER_CAN_DIST | ServiceCall | ServiceCall | Instrument | Instrument | TRUE | TRUE | A Communications error has occurred. Please allow the current runs to complete, if possible. Then power cycle the instrument and try again. If the issue persists, please call Bio-Rad support. | TRUE | TRUE | Missing node CAN bus power distributor | TRUE
ERROR_MISSING_NODE_BUS_SENTINEL | ERROR_MISSING_NODE_BUS_SENTINEL | Warning | Warning | Instrument | Instrument | FALSE | FALSE |  | TRUE | TRUE | Missing node bus sentinel | TRUE
ERROR_DR_INSTRUMENT_MASTER_DID_NOT_RESPOND_TO_HEARTBEAT_REQUEST | ERROR_DR_INSTRUMENT_MASTER_DID_NOT_RESPOND_TO_HEARTBEAT_REQUEST | Warning | Warning | DR | DR | FALSE | FALSE |  | TRUE | TRUE | DR instrument master did not respond to heartbeat request | TRUE
ERROR_DR_AXIS_X_DID_NOT_RESPOND_TO_HEARTBEAT_REQUEST | ERROR_DR_AXIS_X_DID_NOT_RESPOND_TO_HEARTBEAT_REQUEST | Warning | Warning | DR | DR | FALSE | FALSE |  | TRUE | TRUE | DR axis X did not respond to heartbeat request | TRUE
ERROR_DR_AXIS_Y_DID_NOT_RESPOND_TO_HEARTBEAT_REQUEST | ERROR_DR_AXIS_Y_DID_NOT_RESPOND_TO_HEARTBEAT_REQUEST | Warning | Warning | DR | DR | FALSE | FALSE |  | TRUE | TRUE | DR axis Y did not respond to heartbeat request | TRUE
ERROR_DR_AXIS_Z_DID_NOT_RESPOND_TO_HEARTBEAT_REQUEST | ERROR_DR_AXIS_Z_DID_NOT_RESPOND_TO_HEARTBEAT_REQUEST | Warning | Warning | DR | DR | FALSE | FALSE |  | TRUE | TRUE | DR axis Z did not respond to heartbeat request | TRUE
ERROR_DR_PISTON_PUMP_1_DID_NOT_RESPOND_TO_HEARTBEAT_REQUEST | ERROR_DR_PISTON_PUMP_1_DID_NOT_RESPOND_TO_HEARTBEAT_REQUEST | Warning | Warning | DR | DR | FALSE | FALSE |  | TRUE | TRUE | DR piston pump 1 did not respond to heartbeat request | TRUE
ERROR_DR_PISTON_PUMP_2_DID_NOT_RESPOND_TO_HEARTBEAT_REQUEST | ERROR_DR_PISTON_PUMP_2_DID_NOT_RESPOND_TO_HEARTBEAT_REQUEST | Warning | Warning | DR | DR | FALSE | FALSE |  | TRUE | TRUE | DR piston pump 2 did not respond to heartbeat request | TRUE
ERROR_DR_DETECTOR_LED_DRIVE_DID_NOT_RESPOND_TO_HEARTBEAT_REQUEST | ERROR_DR_DETECTOR_LED_DRIVE_DID_NOT_RESPOND_TO_HEARTBEAT_REQUEST | Warning | Warning | DR | DR | FALSE | FALSE |  | TRUE | TRUE | DR detector LED drive did not respond to heartbeat request | TRUE
ERROR_DG_FLUIDICS_CONTROLLER_DID_NOT_RESPOND_TO_HEARTBEAT_REQUEST | ERROR_DG_FLUIDICS_CONTROLLER_DID_NOT_RESPOND_TO_HEARTBEAT_REQUEST | Warning | Warning | DG | DG,Instrument | FALSE | FALSE |  | TRUE | TRUE | DG fluidics controller did not respond to heartbeat request | TRUE
ERROR_DR_DETECTOR_DID_NOT_RESPOND_TO_HEARTBEAT_REQUEST | ERROR_DR_DETECTOR_DID_NOT_RESPOND_TO_HEARTBEAT_REQUEST | Warning | Warning | DR | DR | FALSE | FALSE |  | TRUE | TRUE | DR detector did not respond to heartbeat request | TRUE
ERROR_DR_FLUIDICS_CONTROLLER_DID_NOT_RESPOND_TO_HEARTBEAT_REQUEST | ERROR_DR_FLUIDICS_CONTROLLER_DID_NOT_RESPOND_TO_HEARTBEAT_REQUEST | Warning | Warning | DR | DR,Instrument | FALSE | FALSE |  | TRUE | TRUE | DR fluidics controller did not respond to heartbeat request | TRUE
ERROR_DG_LOCAL_CONTROLLER_DID_NOT_RESPOND_TO_HEARTBEAT_REQUEST | ERROR_DG_LOCAL_CONTROLLER_DID_NOT_RESPOND_TO_HEARTBEAT_REQUEST | Warning | Warning | DG | DG,Instrument | FALSE | FALSE |  | TRUE | TRUE | DG local controller did not respond to heartbeat request | TRUE
ERROR_TC_LOCAL_CONTROLLER_DID_NOT_RESPOND_TO_HEARTBEAT_REQUEST | ERROR_TC_LOCAL_CONTROLLER_DID_NOT_RESPOND_TO_HEARTBEAT_REQUEST | Warning | Warning | TC | TC,Instrument | FALSE | FALSE |  | TRUE | TRUE | TC local controller did not respond to heartbeat request | TRUE
ERROR_CHASIS_HANDLER_X_AXIS_DID_NOT_RESPOND_TO_HEARTBEAT_REQUEST | ERROR_CHASIS_HANDLER_X_AXIS_DID_NOT_RESPOND_TO_HEARTBEAT_REQUEST | Warning | Warning | PlateHandler | PlateHandler | FALSE | FALSE |  | TRUE | TRUE | Chassis handler X axis did not respond to heartbeat request | TRUE
ERROR_CHASIS_HANDLER_Y_AXIS_DID_NOT_RESPOND_TO_HEARTBEAT_REQUEST | ERROR_CHASIS_HANDLER_Y_AXIS_DID_NOT_RESPOND_TO_HEARTBEAT_REQUEST | Warning | Warning | PlateHandler | PlateHandler | FALSE | FALSE |  | TRUE | TRUE | Chassis handler Y axis did not respond to heartbeat request | TRUE
ERROR_CHASIS_HANDLER_Z_AXIS_DID_NOT_RESPOND_TO_HEARTBEAT_REQUEST | ERROR_CHASIS_HANDLER_Z_AXIS_DID_NOT_RESPOND_TO_HEARTBEAT_REQUEST | Warning | Warning | PlateHandler | PlateHandler | FALSE | FALSE |  | TRUE | TRUE | Chassis handler Z axis did not respond to heartbeat request | TRUE
ERROR_CHASIS_HANDLER_UNABLE_TO_CHECK_TC_FOR_PLATE | ERROR_CHASIS_HANDLER_UNABLE_TO_CHECK_TC_FOR_PLATE | ServiceCall | ServiceCall | PlateHandler | PlateHandler,TC | TRUE | TRUE | A Plate Handler error has occurred. Please allow the current runs to complete, if possible. Then power cycle the instrument and try again. If the issue persists, please call Bio-Rad support. | TRUE | TRUE | A Plate Handler error has occurred. Please allow the current runs to complete, if possible. Then power cycle the instrument and try again. If the issue persists, please call Bio-Rad support. | TRUE
ERROR_CHASIS_HANDLER_UNABLE_TO_REMOVE_PLATE_FROM_DG | ERROR_CHASIS_HANDLER_UNABLE_TO_REMOVE_PLATE_FROM_DG | ServiceCall | ServiceCall | PlateHandler | PlateHandler,DG | TRUE | TRUE | A Plate Handler error has occurred while trying to remove a plate from the Droplet Generator. Please turn off the instrument power, open the front panel and remove the plate manually. If the issue persists, please call Bio-Rad support. | TRUE | TRUE | A Plate Handler error has occurred while trying to remove a plate from the Droplet Generator. Please turn off the instrument power, open the front panel and remove the plate manually. If the issue persists, please call Bio-Rad support. | TRUE
ERROR_CHASIS_HANDLER_UNABLE_TO_REMOVE_PLATE_FROM_TC | ERROR_CHASIS_HANDLER_UNABLE_TO_REMOVE_PLATE_FROM_TC | ServiceCall | ServiceCall | PlateHandler | PlateHandler,TC | TRUE | TRUE | A Plate Handler error has occurred while trying to remove a plate from the Thermal Cycler. Please turn off the instrument power, open the front panel and remove the plate manually. If the issue persists, please call Bio-Rad support. | TRUE | TRUE | A Plate Handler error has occurred while trying to remove a plate from the Thermal Cycler. Please turn off the instrument power, open the front panel and remove the plate manually. If the issue persists, please call Bio-Rad support. | TRUE
ERROR_CHASIS_HANDLER_UNABLE_TO_REMOVE_PLATE_FROM_DR | ERROR_CHASIS_HANDLER_UNABLE_TO_REMOVE_PLATE_FROM_DR | ServiceCall | ServiceCall | PlateHandler | PlateHandler,DR | TRUE | TRUE | A Plate Handler error has occurred while trying to remove a plate from the Droplet Reader. Please turn off the instrument power, open the front panel and remove the plate manually. If the issue persists, please call Bio-Rad support. | TRUE | TRUE | A Plate Handler error has occurred while trying to remove a plate from the Droplet Reader. Please turn off the instrument power, open the front panel and remove the plate manually. If the issue persists, please call Bio-Rad support. | TRUE
ERROR_TC_EJECTOR_DID_NOT_RESPOND_TO_HEARTBEAT_REQUEST | ERROR_TC_EJECTOR_DID_NOT_RESPOND_TO_HEARTBEAT_REQUEST | Warning | Warning | TC | TC | FALSE | FALSE |  | TRUE | TRUE | TC ejector did not respond to heartbeat request | TRUE
ERROR_CHASIS_ENTRY_HOTEL_DID_NOT_RESPOND_TO_HEARTBEAT_REQUEST | ERROR_CHASIS_ENTRY_HOTEL_DID_NOT_RESPOND_TO_HEARTBEAT_REQUEST | Warning | Warning | Inbox | Inbox | FALSE | FALSE |  | TRUE | TRUE | Chassis entry hotel did not respond to heartbeat request | TRUE
ERROR_DR_MASTER_DID_NOT_RESPOND_TO_HEARTBEAT_REQUEST | ERROR_DR_MASTER_DID_NOT_RESPOND_TO_HEARTBEAT_REQUEST | Warning | Warning | DR | DR | FALSE | FALSE |  | TRUE | TRUE | DR master did not respond to heartbeat request | TRUE
ERROR_CHASIS_POWER_CAN_DIST_DID_NOT_RESPOND_TO_HEARTBEAT_REQUEST | ERROR_CHASIS_POWER_CAN_DIST_DID_NOT_RESPOND_TO_HEARTBEAT_REQUEST | Warning | Warning | Instrument | Instrument | FALSE | FALSE |  | TRUE | TRUE | Chassis CAN bus power distributor did not respond to heartbeat request | TRUE
ERROR_CHASIS_EXIT_HOTEL_DID_NOT_RESPOND_TO_HEARTBEAT_REQUEST | ERROR_CHASIS_EXIT_HOTEL_DID_NOT_RESPOND_TO_HEARTBEAT_REQUEST | Warning | Warning | Outbox | Outbox | FALSE | FALSE |  | TRUE | TRUE | Chassis exit hotel did not respond to heartbeat request | TRUE
ERROR_CHASIS_BOTTLE_AND_FAN_CONTROLLER_DID_NOT_RESPOND_TO_HEARTBEAT_REQUEST | ERROR_CHASIS_BOTTLE_AND_FAN_CONTROLLER_DID_NOT_RESPOND_TO_HEARTBEAT_REQUEST | Warning | Warning | Instrument | BottleAndFanController,Instrument,Bottles | FALSE | FALSE |  | TRUE | TRUE | Chassis bottle and fan controller did not respond to heartbeat request | TRUE
ERROR_CHASIS_FRONT_DOOR_BOARD_DID_NOT_RESPOND_TO_HEARTBEAT_REQUEST | ERROR_CHASIS_FRONT_DOOR_BOARD_DID_NOT_RESPOND_TO_HEARTBEAT_REQUEST | Warning | Warning | FrontDoor | FrontDoor | FALSE | FALSE |  | TRUE | TRUE | Chassis front door board did not respond to heartbeat request | TRUE
BUS_SENTINAL_DID_NOT_RESPOND_TO_HEARTBEAT_REQUEST | BUS_SENTINAL_DID_NOT_RESPOND_TO_HEARTBEAT_REQUEST | Warning | Warning | Instrument | Instrument | FALSE | FALSE |  | TRUE | TRUE | Bus sentinel did not respond to heartbeat request | TRUE
ERROR_DR_INSTRUMENT_MASTER_ASSERT_DETECTED | ERROR_DR_INSTRUMENT_MASTER_ASSERT_DETECTED | ServiceCall | ServiceCall | DR | DR | TRUE | TRUE | A Control System error has occurred. Please allow the current runs to complete, if possible. Then power cycle the instrument and try again. Please call Bio-Rad support to resolve the issue. | TRUE | TRUE | A Control System error has occurred. Please allow the current runs to complete, if possible. Then power cycle the instrument and try again. Please call Bio-Rad support to resolve the issue. | TRUE
ERROR_DR_AXIS_X_ASSERT_DETECTED | ERROR_DR_AXIS_X_ASSERT_DETECTED | ServiceCall | ServiceCall | DR | DR | TRUE | TRUE | A Control System error has occurred. Please allow the current runs to complete, if possible. Then power cycle the instrument and try again. Please call Bio-Rad support to resolve the issue. | TRUE | TRUE | A Control System error has occurred. Please allow the current runs to complete, if possible. Then power cycle the instrument and try again. Please call Bio-Rad support to resolve the issue. | TRUE
ERROR_DR_AXIS_Y_ASSERT_DETECTED | ERROR_DR_AXIS_Y_ASSERT_DETECTED | ServiceCall | ServiceCall | DR | DR | TRUE | TRUE | A Control System error has occurred. Please allow the current runs to complete, if possible. Then power cycle the instrument and try again. Please call Bio-Rad support to resolve the issue. | TRUE | TRUE | A Control System error has occurred. Please allow the current runs to complete, if possible. Then power cycle the instrument and try again. Please call Bio-Rad support to resolve the issue. | TRUE
ERROR_DR_AXIS_Z_ASSERT_DETECTED | ERROR_DR_AXIS_Z_ASSERT_DETECTED | ServiceCall | ServiceCall | DR | DR | TRUE | TRUE | A Control System error has occurred. Please allow the current runs to complete, if possible. Then power cycle the instrument and try again. Please call Bio-Rad support to resolve the issue. | TRUE | TRUE | A Control System error has occurred. Please allow the current runs to complete, if possible. Then power cycle the instrument and try again. Please call Bio-Rad support to resolve the issue. | TRUE
ERROR_DR_PISTON_PUMP_1_ASSERT_DETECTED | ERROR_DR_PISTON_PUMP_1_ASSERT_DETECTED | ServiceCall | ServiceCall | DR | DR | TRUE | TRUE | A Control System error has occurred. Please allow the current runs to complete, if possible. Then power cycle the instrument and try again. Please call Bio-Rad support to resolve the issue. | TRUE | TRUE | A Control System error has occurred. Please allow the current runs to complete, if possible. Then power cycle the instrument and try again. Please call Bio-Rad support to resolve the issue. | TRUE
ERROR_DR_PISTON_PUMP_2_ASSERT_DETECTED | ERROR_DR_PISTON_PUMP_2_ASSERT_DETECTED | ServiceCall | ServiceCall | DR | DR | TRUE | TRUE | A Control System error has occurred. Please allow the current runs to complete, if possible. Then power cycle the instrument and try again. Please call Bio-Rad support to resolve the issue. | TRUE | TRUE | A Control System error has occurred. Please allow the current runs to complete, if possible. Then power cycle the instrument and try again. Please call Bio-Rad support to resolve the issue. | TRUE
ERROR_DR_DETECTOR_LED_DRIVE_ASSERT_DETECTED | ERROR_DR_DETECTOR_LED_DRIVE_ASSERT_DETECTED | ServiceCall | ServiceCall | DR | DR | TRUE | TRUE | A Control System error has occurred. Please allow the current runs to complete, if possible. Then power cycle the instrument and try again. Please call Bio-Rad support to resolve the issue. | TRUE | TRUE | A Control System error has occurred. Please allow the current runs to complete, if possible. Then power cycle the instrument and try again. Please call Bio-Rad support to resolve the issue. | TRUE
ERROR_DG_FLUIDICS_CONTROLLER_ASSERT_DETECTED | ERROR_DG_FLUIDICS_CONTROLLER_ASSERT_DETECTED | ServiceCall | ServiceCall | DG | DG,Instrument | TRUE | TRUE | A Control System error has occurred. Please allow the current runs to complete, if possible. Then power cycle the instrument and try again. Please call Bio-Rad support to resolve the issue. | TRUE | TRUE | A Control System error has occurred. Please allow the current runs to complete, if possible. Then power cycle the instrument and try again. Please call Bio-Rad support to resolve the issue. | TRUE
ERROR_DR_DETECTOR_ASSERT_DETECTED | ERROR_DR_DETECTOR_ASSERT_DETECTED | ServiceCall | ServiceCall | DR | DR | TRUE | TRUE | A Control System error has occurred. Please allow the current runs to complete, if possible. Then power cycle the instrument and try again. Please call Bio-Rad support to resolve the issue. | TRUE | TRUE | A Control System error has occurred. Please allow the current runs to complete, if possible. Then power cycle the instrument and try again. Please call Bio-Rad support to resolve the issue. | TRUE
ERROR_DR_FLUIDICS_CONTROLLER_ASSERT_DETECTED | ERROR_DR_FLUIDICS_CONTROLLER_ASSERT_DETECTED | ServiceCall | ServiceCall | DR | DR,Instrument | TRUE | TRUE | A Control System error has occurred. Please allow the current runs to complete, if possible. Then power cycle the instrument and try again. Please call Bio-Rad support to resolve the issue. | TRUE | TRUE | A Control System error has occurred. Please allow the current runs to complete, if possible. Then power cycle the instrument and try again. Please call Bio-Rad support to resolve the issue. | TRUE
ERROR_DG_LOCAL_CONTROLLER_ASSERT_DETECTED | ERROR_DG_LOCAL_CONTROLLER_ASSERT_DETECTED | ServiceCall | ServiceCall | DG | DG,Instrument | TRUE | TRUE | A Control System error has occurred. Please allow the current runs to complete, if possible. Then power cycle the instrument and try again. Please call Bio-Rad support to resolve the issue. | TRUE | TRUE | A Control System error has occurred. Please allow the current runs to complete, if possible. Then power cycle the instrument and try again. Please call Bio-Rad support to resolve the issue. | TRUE
ERROR_TC_LOCAL_CONTROLLER_ASSERT_DETECTED | ERROR_TC_LOCAL_CONTROLLER_ASSERT_DETECTED | ServiceCall | ServiceCall | TC | TC,Instrument | TRUE | TRUE | A Control System error has occurred. Please allow the current runs to complete, if possible. Then power cycle the instrument and try again. Please call Bio-Rad support to resolve the issue. | TRUE | TRUE | A Control System error has occurred. Please allow the current runs to complete, if possible. Then power cycle the instrument and try again. Please call Bio-Rad support to resolve the issue. | TRUE
ERROR_CHASIS_HANDLER_X_AXIS_ASSERT_DETECTED | ERROR_CHASIS_HANDLER_X_AXIS_ASSERT_DETECTED | ServiceCall | ServiceCall | PlateHandler | PlateHandler | TRUE | TRUE | A Control System error has occurred. Please allow the current runs to complete, if possible. Then power cycle the instrument and try again. Please call Bio-Rad support to resolve the issue. | TRUE | TRUE | A Control System error has occurred. Please allow the current runs to complete, if possible. Then power cycle the instrument and try again. Please call Bio-Rad support to resolve the issue. | TRUE
ERROR_CHASIS_HANDLER_Y_AXIS_ASSERT_DETECTED | ERROR_CHASIS_HANDLER_Y_AXIS_ASSERT_DETECTED | ServiceCall | ServiceCall | PlateHandler | PlateHandler | TRUE | TRUE | A Control System error has occurred. Please allow the current runs to complete, if possible. Then power cycle the instrument and try again. Please call Bio-Rad support to resolve the issue. | TRUE | TRUE | A Control System error has occurred. Please allow the current runs to complete, if possible. Then power cycle the instrument and try again. Please call Bio-Rad support to resolve the issue. | TRUE
ERROR_CHASIS_HANDLER_Z_AXIS_ASSERT_DETECTED | ERROR_CHASIS_HANDLER_Z_AXIS_ASSERT_DETECTED | ServiceCall | ServiceCall | PlateHandler | PlateHandler | TRUE | TRUE | A Control System error has occurred. Please allow the current runs to complete, if possible. Then power cycle the instrument and try again. Please call Bio-Rad support to resolve the issue. | TRUE | TRUE | A Control System error has occurred. Please allow the current runs to complete, if possible. Then power cycle the instrument and try again. Please call Bio-Rad support to resolve the issue. | TRUE
ERROR_TC_EJECTOR_ASSERT_DETECTED | ERROR_TC_EJECTOR_ASSERT_DETECTED | ServiceCall | ServiceCall | TC | TC | TRUE | TRUE | A Control System error has occurred. Please allow the current runs to complete, if possible. Then power cycle the instrument and try again. Please call Bio-Rad support to resolve the issue. | TRUE | TRUE | A Control System error has occurred. Please allow the current runs to complete, if possible. Then power cycle the instrument and try again. Please call Bio-Rad support to resolve the issue. | TRUE
ERROR_CHASIS_ENTRY_HOTEL_ASSERT_DETECTED | ERROR_CHASIS_ENTRY_HOTEL_ASSERT_DETECTED | ServiceCall | ServiceCall | Inbox | Inbox | TRUE | TRUE | A Control System error has occurred. Please allow the current runs to complete, if possible. Then power cycle the instrument and try again. Please call Bio-Rad support to resolve the issue. | TRUE | TRUE | A Control System error has occurred. Please allow the current runs to complete, if possible. Then power cycle the instrument and try again. Please call Bio-Rad support to resolve the issue. | TRUE
ERROR_DR_MASTER_ASSERT_DETECTED | ERROR_DR_MASTER_ASSERT_DETECTED | ServiceCall | ServiceCall | DR | DR | TRUE | TRUE | A Control System error has occurred. Please allow the current runs to complete, if possible. Then power cycle the instrument and try again. Please call Bio-Rad support to resolve the issue. | TRUE | TRUE | A Control System error has occurred. Please allow the current runs to complete, if possible. Then power cycle the instrument and try again. Please call Bio-Rad support to resolve the issue. | TRUE
ERROR_CHASIS_POWER_CAN_DIST_ASSERT_DETECTED | ERROR_CHASIS_POWER_CAN_DIST_ASSERT_DETECTED | ServiceCall | ServiceCall | Instrument | Instrument | TRUE | TRUE | A Control System error has occurred. Please allow the current runs to complete, if possible. Then power cycle the instrument and try again. Please call Bio-Rad support to resolve the issue. | TRUE | TRUE | A Control System error has occurred. Please allow the current runs to complete, if possible. Then power cycle the instrument and try again. Please call Bio-Rad support to resolve the issue. | TRUE
ERROR_CHASIS_EXIT_HOTEL_ASSERT_DETECTED | ERROR_CHASIS_EXIT_HOTEL_ASSERT_DETECTED | ServiceCall | ServiceCall | Outbox | Outbox | TRUE | TRUE | A Control System error has occurred. Please allow the current runs to complete, if possible. Then power cycle the instrument and try again. Please call Bio-Rad support to resolve the issue. | TRUE | TRUE | A Control System error has occurred. Please allow the current runs to complete, if possible. Then power cycle the instrument and try again. Please call Bio-Rad support to resolve the issue. | TRUE
ERROR_CHASIS_BOTTLE_AND_FAN_CONTROLLER_ASSERT_DETECTED | ERROR_CHASIS_BOTTLE_AND_FAN_CONTROLLER_ASSERT_DETECTED | ServiceCall | ServiceCall | Instrument | BottleAndFanController,Instrument,Bottles | TRUE | TRUE | A Control System error has occurred. Please allow the current runs to complete, if possible. Then power cycle the instrument and try again. Please call Bio-Rad support to resolve the issue. | TRUE | TRUE | A Control System error has occurred. Please allow the current runs to complete, if possible. Then power cycle the instrument and try again. Please call Bio-Rad support to resolve the issue. | TRUE
ERROR_CHASIS_FRONT_DOOR_BOARD_ASSERT_DETECTED | ERROR_CHASIS_FRONT_DOOR_BOARD_ASSERT_DETECTED | ServiceCall | ServiceCall | FrontDoor | FrontDoor | TRUE | TRUE | A Control System error has occurred. Please allow the current runs to complete, if possible. Then power cycle the instrument and try again. Please call Bio-Rad support to resolve the issue. | TRUE | TRUE | A Control System error has occurred. Please allow the current runs to complete, if possible. Then power cycle the instrument and try again. Please call Bio-Rad support to resolve the issue. | TRUE
BUS_SENTINAL_ASSERT_DETECTED | BUS_SENTINAL_ASSERT_DETECTED | ServiceCall | ServiceCall | Instrument | Instrument | FALSE | FALSE |  | TRUE | TRUE | A Control System error has occurred. Please allow the current runs to complete, if possible. Then power cycle the instrument and try again. Please call Bio-Rad support to resolve the issue. | TRUE
ERROR_DR_INSTRUMENT_MASTER_BOOTLOADER_RUNNING | ERROR_DR_INSTRUMENT_MASTER_BOOTLOADER_RUNNING | ServiceCall | ServiceCall | DR | DR | FALSE | FALSE |  | TRUE | TRUE | A Droplet Reader error has occurred. Power cycle the instrument and try again. If the issue persists, please call Bio-Rad support. | TRUE
ERROR_DR_AXIS_X_BOOTLOADER_RUNNING | ERROR_DR_AXIS_X_BOOTLOADER_RUNNING | ServiceCall | ServiceCall | DR | DR | FALSE | FALSE |  | TRUE | TRUE | A Droplet Reader error has occurred. Power cycle the instrument and try again. If the issue persists, please call Bio-Rad support. | TRUE
ERROR_DR_AXIS_Y_BOOTLOADER_RUNNING | ERROR_DR_AXIS_Y_BOOTLOADER_RUNNING | ServiceCall | ServiceCall | DR | DR | FALSE | FALSE |  | TRUE | TRUE | A Droplet Reader error has occurred. Power cycle the instrument and try again. If the issue persists, please call Bio-Rad support. | TRUE
ERROR_DR_AXIS_Z_BOOTLOADER_RUNNING | ERROR_DR_AXIS_Z_BOOTLOADER_RUNNING | ServiceCall | ServiceCall | DR | DR | FALSE | FALSE |  | TRUE | TRUE | A Droplet Reader error has occurred. Power cycle the instrument and try again. If the issue persists, please call Bio-Rad support. | TRUE
ERROR_DR_PISTON_PUMP_1_BOOTLOADER_RUNNING | ERROR_DR_PISTON_PUMP_1_BOOTLOADER_RUNNING | ServiceCall | ServiceCall | DR | DR | FALSE | FALSE |  | TRUE | TRUE | A Droplet Reader error has occurred. Power cycle the instrument and try again. If the issue persists, please call Bio-Rad support. | TRUE
ERROR_DR_PISTON_PUMP_2_BOOTLOADER_RUNNING | ERROR_DR_PISTON_PUMP_2_BOOTLOADER_RUNNING | ServiceCall | ServiceCall | DR | DR | FALSE | FALSE |  | TRUE | TRUE | A Droplet Reader error has occurred. Power cycle the instrument and try again. If the issue persists, please call Bio-Rad support. | TRUE
ERROR_DR_DETECTOR_LED_DRIVE_BOOTLOADER_RUNNING | ERROR_DR_DETECTOR_LED_DRIVE_BOOTLOADER_RUNNING | ServiceCall | ServiceCall | DR | DR | FALSE | FALSE |  | TRUE | TRUE | A Droplet Reader error has occurred. Power cycle the instrument and try again. If the issue persists, please call Bio-Rad support. | TRUE
ERROR_DG_FLUIDICS_CONTROLLER_BOOTLOADER_RUNNING | ERROR_DG_FLUIDICS_CONTROLLER_BOOTLOADER_RUNNING | ServiceCall | ServiceCall | DG | DG,Instrument | FALSE | FALSE |  | TRUE | TRUE | A Droplet Generator error has occurred. Power cycle the instrument and try again. If the issue persists, please call Bio-Rad support. | TRUE
ERROR_DR_DETECTOR_BOOTLOADER_RUNNING | ERROR_DR_DETECTOR_BOOTLOADER_RUNNING | ServiceCall | ServiceCall | DR | DR | FALSE | FALSE |  | TRUE | TRUE | A Droplet Reader error has occurred. Power cycle the instrument and try again. If the issue persists, please call Bio-Rad support. | TRUE
ERROR_DR_FLUIDICS_CONTROLLER_BOOTLOADER_RUNNING | ERROR_DR_FLUIDICS_CONTROLLER_BOOTLOADER_RUNNING | ServiceCall | ServiceCall | DR | DR,Instrument | FALSE | FALSE |  | TRUE | TRUE | A Droplet Reader error has occurred. Power cycle the instrument and try again. If the issue persists, please call Bio-Rad support. | TRUE
ERROR_DG_LOCAL_CONTROLLER_BOOTLOADER_RUNNING | ERROR_DG_LOCAL_CONTROLLER_BOOTLOADER_RUNNING | ServiceCall | ServiceCall | DG | DG,Instrument | FALSE | FALSE |  | TRUE | TRUE | A Droplet Generator error has occurred. Power cycle the instrument and try again. If the issue persists, please call Bio-Rad support. | TRUE
ERROR_TC_LOCAL_CONTROLLER_BOOTLOADER_RUNNING | ERROR_TC_LOCAL_CONTROLLER_BOOTLOADER_RUNNING | ServiceCall | ServiceCall | TC | TC,Instrument | FALSE | FALSE |  | TRUE | TRUE | A Thermal Cycler error has occurred. Please allow the current runs to complete, if possible. Then power cycle the instrument and try again. If the issue persists, please call Bio-Rad support. | TRUE
ERROR_CHASIS_HANDLER_X_AXIS_BOOTLOADER_RUNNING | ERROR_CHASIS_HANDLER_X_AXIS_BOOTLOADER_RUNNING | ServiceCall | ServiceCall | PlateHandler | PlateHandler | FALSE | FALSE |  | TRUE | TRUE | A Plate Handler error has occurred. Please allow the current runs to complete, if possible. Then power cycle the instrument and try again. If the issue persists, please call Bio-Rad support. | TRUE
ERROR_CHASIS_HANDLER_Y_AXIS_BOOTLOADER_RUNNING | ERROR_CHASIS_HANDLER_Y_AXIS_BOOTLOADER_RUNNING | ServiceCall | ServiceCall | PlateHandler | PlateHandler | FALSE | FALSE |  | TRUE | TRUE | A Plate Handler error has occurred. Please allow the current runs to complete, if possible. Then power cycle the instrument and try again. If the issue persists, please call Bio-Rad support. | TRUE
ERROR_CHASIS_HANDLER_Z_AXIS_BOOTLOADER_RUNNING | ERROR_CHASIS_HANDLER_Z_AXIS_BOOTLOADER_RUNNING | ServiceCall | ServiceCall | PlateHandler | PlateHandler | FALSE | FALSE |  | TRUE | TRUE | A Plate Handler error has occurred. Please allow the current runs to complete, if possible. Then power cycle the instrument and try again. If the issue persists, please call Bio-Rad support. | TRUE
ERROR_TC_EJECTOR_BOOTLOADER_RUNNING | ERROR_TC_EJECTOR_BOOTLOADER_RUNNING | ServiceCall | ServiceCall | TC | TC | FALSE | FALSE |  | TRUE | TRUE | A Thermal Cycler error has occurred. Please allow the current runs to complete, if possible. Then power cycle the instrument and try again. If the issue persists, please call Bio-Rad support. | TRUE
ERROR_CHASIS_ENTRY_HOTEL_BOOTLOADER_RUNNING | ERROR_CHASIS_ENTRY_HOTEL_BOOTLOADER_RUNNING | ServiceCall | ServiceCall | Inbox | Inbox | FALSE | FALSE |  | TRUE | TRUE | A Control System error has occurred. Please allow the current runs to complete, if possible. Then power cycle the instrument and try again. Please call Bio-Rad support to resolve the issue. | TRUE
ERROR_DR_MASTER_BOOTLOADER_RUNNING | ERROR_DR_MASTER_BOOTLOADER_RUNNING | ServiceCall | ServiceCall | DR | DR | FALSE | FALSE |  | TRUE | TRUE | A Droplet Reader error has occurred. Power cycle the instrument and try again. If the issue persists, please call Bio-Rad support. | TRUE
ERROR_CHASIS_POWER_CAN_DIST_BOOTLOADER_RUNNING | ERROR_CHASIS_POWER_CAN_DIST_BOOTLOADER_RUNNING | ServiceCall | ServiceCall | Instrument | Instrument | FALSE | FALSE |  | TRUE | TRUE | An instrument error has occurred. Please allow the current runs to complete, if possible. Then power cycle the instrument and try again. If the issue persists, please call Bio-Rad support. | TRUE
ERROR_CHASIS_EXIT_HOTEL_BOOTLOADER_RUNNING | ERROR_CHASIS_EXIT_HOTEL_BOOTLOADER_RUNNING | ServiceCall | ServiceCall | Outbox | Outbox | FALSE | FALSE |  | TRUE | TRUE | A Control System error has occurred. Please allow the current runs to complete, if possible. Then power cycle the instrument and try again. Please call Bio-Rad support to resolve the issue. | TRUE
ERROR_CHASIS_BOTTLE_AND_FAN_CONTROLLER_BOOTLOADER_RUNNING | ERROR_CHASIS_BOTTLE_AND_FAN_CONTROLLER_BOOTLOADER_RUNNING | ServiceCall | ServiceCall | BottleAndFanController | BottleAndFanController,Instrument,Bottles | FALSE | FALSE |  | TRUE | TRUE | A Control System error has occurred. Please allow the current runs to complete, if possible. Then power cycle the instrument and try again. Please call Bio-Rad support to resolve the issue. | TRUE
ERROR_CHASIS_FRONT_DOOR_BOARD_BOOTLOADER_RUNNING | ERROR_CHASIS_FRONT_DOOR_BOARD_BOOTLOADER_RUNNING | ServiceCall | ServiceCall | FrontDoor | FrontDoor | FALSE | FALSE |  | TRUE | TRUE | A Control System error has occurred. Please allow the current runs to complete, if possible. Then power cycle the instrument and try again. Please call Bio-Rad support to resolve the issue. | TRUE
BUS_SENTINAL_BOOTLOADER_RUNNING | BUS_SENTINAL_BOOTLOADER_RUNNING | ServiceCall | ServiceCall | Instrument | Instrument | FALSE | FALSE |  | TRUE | TRUE | An instrument error has occurred. Please allow the current runs to complete, if possible. Then power cycle the instrument and try again. If the issue persists, please call Bio-Rad support. | TRUE
HANDLER_LOCATION_CONFIG_NOT_VALID | HANDLER_LOCATION_CONFIG_NOT_VALID | ServiceCall | ServiceCall | PlateHandler | PlateHandler | FALSE | FALSE |  | TRUE | TRUE | A Plate Handler error has occurred. Please allow the current runs to complete, if possible. Then power cycle the instrument and try again. If the issue persists, please call Bio-Rad support. | TRUE
HANDLER_INVALID_AXIS | HANDLER_INVALID_AXIS | ServiceCall | ServiceCall | PlateHandler | PlateHandler | FALSE | FALSE |  | TRUE | TRUE | A Plate Handler error has occurred. Please allow the current runs to complete, if possible. Then power cycle the instrument and try again. If the issue persists, please call Bio-Rad support. | TRUE
HANDLER_INVALID_LOCATION | HANDLER_INVALID_LOCATION | ServiceCall | ServiceCall | PlateHandler | PlateHandler | FALSE | FALSE |  | TRUE | TRUE | A Plate Handler error has occurred. Please allow the current runs to complete, if possible. Then power cycle the instrument and try again. If the issue persists, please call Bio-Rad support. | TRUE
HANDLER_SAVE_LOCATION_FAILED | HANDLER_SAVE_LOCATION_FAILED | ServiceCall | ServiceCall | PlateHandler | PlateHandler | FALSE | FALSE |  | TRUE | TRUE | A Plate Handler error has occurred. Please allow the current runs to complete, if possible. Then power cycle the instrument and try again. If the issue persists, please call Bio-Rad support. | TRUE
HANDLER_PLATE_DETECTED_BEFORE_GET_PLATE | HANDLER_PLATE_DETECTED_BEFORE_GET_PLATE | ServiceCall | ServiceCall | PlateHandler | PlateHandler | FALSE | FALSE |  | TRUE | TRUE | A Plate Handler error has occurred. Please allow the current runs to complete, if possible. Then power cycle the instrument and try again. If the issue persists, please call Bio-Rad support. | TRUE
HANDLER_BUSY | HANDLER_BUSY | ServiceCall | ServiceCall | PlateHandler | PlateHandler | FALSE | FALSE |  | TRUE | TRUE | A Plate Handler error has occurred. Please allow the current runs to complete, if possible. Then power cycle the instrument and try again. If the issue persists, please call Bio-Rad support. | TRUE
HANDLER_TIMEOUT | HANDLER_TIMEOUT | ServiceCall | ServiceCall | PlateHandler | PlateHandler | FALSE | FALSE |  | TRUE | TRUE | A Plate Handler error has occurred. Please allow the current runs to complete, if possible. Then power cycle the instrument and try again. If the issue persists, please call Bio-Rad support. | TRUE
HANDLER_PLATE_DETECTED_AFTER_DROP_OFF | HANDLER_PLATE_DETECTED_AFTER_DROP_OFF | ServiceCall | ServiceCall | PlateHandler | PlateHandler | FALSE | FALSE |  | TRUE | TRUE | A Plate Handler error has occurred. Please allow the current runs to complete, if possible. Then power cycle the instrument and try again. If the issue persists, please call Bio-Rad support. | TRUE
ERROR_MW_ASSERTED | ERROR_MW_ASSERTED | ServiceCall | ServiceCall | Instrument | Instrument | FALSE | FALSE |  | TRUE | TRUE | An instrument error has occurred. Please allow the current runs to complete, if possible. Then power cycle the instrument and try again. If the issue persists, please call Bio-Rad support. | TRUE
ERROR_CHASIS_FRONT_DOOR_ENTRY_NOT_HOMED | ERROR_CHASIS_FRONT_DOOR_ENTRY_NOT_HOMED |  | AssistanceNeeded | InboxDoor | FrontDoor | FALSE | FALSE |  | TRUE | TRUE | Entry door motor not homed | TRUE
ERROR_CHASIS_FRONT_DOOR_EXIT_NOT_HOMED | ERROR_CHASIS_FRONT_DOOR_EXIT_NOT_HOMED |  | AssistanceNeeded | OutboxDoor | FrontDoor | FALSE | FALSE |  | TRUE | TRUE | Exit door motor not homed | TRUE
ERROR_DR_INSTRUMENT_MASTER_CONNECTION_LOST | ERROR_DR_INSTRUMENT_MASTER_CONNECTION_LOST | ServiceCall | ServiceCall | DR | DR | FALSE | FALSE |  | TRUE | TRUE | An Instrument error has occurred. Please allow the current runs to complete, if possible. Then power cycle the instrument and try again. If the issue persists, please call Bio-Rad support. | TRUE
DR_NO_PLATE | DR_NO_PLATE | ServiceCall | ServiceCall | DR | DR | FALSE | FALSE |  | TRUE | TRUE | An Instrument error has occurred. Please allow the current runs to complete, if possible. Then power cycle the instrument and try again. If the issue persists, please call Bio-Rad support. | TRUE
ERROR_VERSIONS_DO_NOT_MATCH | ERROR_VERSIONS_DO_NOT_MATCH | ServiceCall | ServiceCall | Instrument | Instrument | FALSE | FALSE |  | TRUE | TRUE | An Instrument error has occurred. Please allow the current runs to complete, if possible. Then power cycle the instrument and try again. If the issue persists, please call Bio-Rad support. | TRUE
ERROR_DR_BULK_TRANSFER_PATH_LENGTH | ERROR_DR_BULK_TRANSFER_PATH_LENGTH | AssistanceNeeded | ServiceCall | DR | DR | TRUE | FALSE |  | TRUE | TRUE | An Instrument error has occurred. Please allow the current runs to complete, if possible. Then power cycle the instrument and try again. If the issue persists, please call Bio-Rad support. | TRUE
ERROR_DR_BULK_TRANSFER_FILE_SIZE | ERROR_DR_BULK_TRANSFER_FILE_SIZE | AssistanceNeeded | ServiceCall | DR | DR | TRUE | FALSE |  | TRUE | TRUE | An Instrument error has occurred. Please allow the current runs to complete, if possible. Then power cycle the instrument and try again. If the issue persists, please call Bio-Rad support. | TRUE
ERROR_DR_BULK_TRANSFER_FILE_NOT_FOUND | ERROR_DR_BULK_TRANSFER_FILE_NOT_FOUND | AssistanceNeeded | ServiceCall | DR | DR | TRUE | FALSE |  | TRUE | TRUE | An Instrument error has occurred. Please allow the current runs to complete, if possible. Then power cycle the instrument and try again. If the issue persists, please call Bio-Rad support. | TRUE
ERROR_DR_BULK_TRANSFER_WELL_DATA_FAILED | ERROR_DR_BULK_TRANSFER_WELL_DATA_FAILED | AssistanceNeeded | ServiceCall | DR | DR | TRUE | TRUE | A Droplet Reader error has occurred. Please allow the current runs to complete, if possible. Then power cycle the instrument and try again. If the issue persists, please call Bio-Rad support. | TRUE | TRUE | An Instrument error has occurred. Please allow the current runs to complete, if possible. Then power cycle the instrument and try again. If the issue persists, please call Bio-Rad support. | TRUE
ERROR_DR_BULK_TRANSFER_PLATE_DATA_FAILED | ERROR_DR_BULK_TRANSFER_PLATE_DATA_FAILED | AssistanceNeeded | ServiceCall | DR | DR | TRUE | TRUE | A Droplet Reader error has occurred. Please allow the current runs to complete, if possible. Then power cycle the instrument and try again. If the issue persists, please call Bio-Rad support. | TRUE | TRUE | An Instrument error has occurred. Please allow the current runs to complete, if possible. Then power cycle the instrument and try again. If the issue persists, please call Bio-Rad support. | TRUE
ERROR_CHASIS_BFC_WASTE_OVERFLOW_LOWER_SENSOR_DETECTED | ERROR_CHASIS_BFC_WASTE_OVERFLOW_LOWER_SENSOR_DETECTED | AssistanceNeeded | AssistanceNeeded | BottleAndFanController | BottleAndFanController | TRUE | TRUE | Waste detected in the overflow reservoir. Please perform aspirate vent overflow procedure before adding new plates. This procedure can be performed while the instrument is processing plates. If the issue persists, please call Bio-Rad support. | TRUE | TRUE | Waste detected in the overflow reservoir. Please perform the "Aspirate Vent Overflow" procedure before adding new plates. This procedure can be performed while the instrument is processing plates. If the issue persists, please call Bio-Rad support | TRUE
ERROR_PLATE_RECOVERY_DATABASE_CORRUPTED | ERROR_PLATE_RECOVERY_DATABASE_CORRUPTED | Warning | ServiceCall | Instrument | Instrument | FALSE | FALSE |  | TRUE | TRUE | Error plate recovery database corrupted | TRUE
ERROR_CHASIS_BFC_WASTE_OVERFLOW_TOP_SENSOR_DETECTED | ERROR_CHASIS_BFC_WASTE_OVERFLOW_TOP_SENSOR_DETECTED | ServiceCall | AssistanceNeeded | BottleAndFanController | BottleAndFanController | TRUE | FALSE |  | TRUE | TRUE | Immediate attention required! Significant waste detected in the overflow reservoir. To continue processing plates, please perform the "Aspirate Vent Overflow" procedure. Failure to do so will cause the system to enter into an error state. If the issue persists, please call Bio-Rad support. | TRUE
ERROR_DR_WELL_ACQUISITION_TIMED_OUT | ERROR_DR_WELL_ACQUISITION_TIMED_OUT | ServiceCall | ServiceCall | DR | DR | FALSE | FALSE |  | TRUE | TRUE | A Droplet Reader error has occurred. Please allow the current runs to complete, if possible. Then power cycle the instrument and try again. If the issue persists, please call Bio-Rad support. | TRUE
ERROR_CHASIS_POWER_CAN_DIST_POWER_NOT_GOOD | ERROR_CHASIS_POWER_CAN_DIST_POWER_NOT_GOOD | ServiceCall | ServiceCall | Instrument | Instrument | FALSE | FALSE |  | TRUE | TRUE | An instrument error has occurred. Please allow the current runs to complete, if possible. Then power cycle the instrument and try again. If the issue persists, please call Bio-Rad support. | TRUE
ERROR_CHASIS_POWER_CAN_DIST_FAULT_SIG_AC_VOLTAGE_FAIL | ERROR_CHASIS_POWER_CAN_DIST_FAULT_SIG_AC_VOLTAGE_FAIL | ServiceCall | ServiceCall | Instrument | Instrument | FALSE | FALSE |  | TRUE | TRUE | An instrument error has occurred. Please allow the current runs to complete, if possible. Then power cycle the instrument and try again. If the issue persists, please call Bio-Rad support. | TRUE
ERROR_CHASIS_POWER_CAN_DIST_FAULT_SIG_OVER_TEMP | ERROR_CHASIS_POWER_CAN_DIST_FAULT_SIG_OVER_TEMP | ServiceCall | ServiceCall | Instrument | Instrument | FALSE | FALSE |  | TRUE | TRUE | An instrument error has occurred. Please allow the current runs to complete, if possible. Then power cycle the instrument and try again. If the issue persists, please call Bio-Rad support. | TRUE
ERROR_CHASIS_POWER_CAN_DIST_FAULT_SIG_24V | ERROR_CHASIS_POWER_CAN_DIST_FAULT_SIG_24V | ServiceCall | ServiceCall | Instrument | Instrument | FALSE | FALSE |  | TRUE | TRUE | An instrument error has occurred. Please allow the current runs to complete, if possible. Then power cycle the instrument and try again. If the issue persists, please call Bio-Rad support. | TRUE
ERROR_CHASIS_POWER_CAN_DIST_FAULT_SIG_ES | ERROR_CHASIS_POWER_CAN_DIST_FAULT_SIG_ES | ServiceCall | ServiceCall | Instrument | Instrument | FALSE | FALSE |  | TRUE | TRUE | An instrument error has occurred. Please allow the current runs to complete, if possible. Then power cycle the instrument and try again. If the issue persists, please call Bio-Rad support. | TRUE
ERROR_CHASIS_POWER_CAN_DIST_FAULT_SIG_TC | ERROR_CHASIS_POWER_CAN_DIST_FAULT_SIG_TC | ServiceCall | ServiceCall | Instrument | TC | FALSE | FALSE |  | TRUE | TRUE | An instrument error has occurred. Please allow the current runs to complete, if possible. Then power cycle the instrument and try again. If the issue persists, please call Bio-Rad support. | TRUE
ERROR_MISSING_NODE_HANDLER_X_AXIS | ERROR_MISSING_NODE_HANDLER_X_AXIS | ServiceCall | ServiceCall | PlateHandler | PlateHandler | FALSE | FALSE |  | TRUE | TRUE | A Plate Handler error has occurred. Please allow the current runs to complete, if possible. Then power cycle the instrument and try again. If the issue persists, please call Bio-Rad support. | TRUE
ERROR_MISSING_NODE_HANDLER_Y_AXIS | ERROR_MISSING_NODE_HANDLER_Y_AXIS | ServiceCall | ServiceCall | PlateHandler | PlateHandler | FALSE | FALSE |  | TRUE | TRUE | A Plate Handler error has occurred. Please allow the current runs to complete, if possible. Then power cycle the instrument and try again. If the issue persists, please call Bio-Rad support. | TRUE
ERROR_MISSING_NODE_HANDLER_Z_AXIS | ERROR_MISSING_NODE_HANDLER_Z_AXIS | ServiceCall | ServiceCall | PlateHandler | PlateHandler | FALSE | FALSE |  | TRUE | TRUE | A Plate Handler error has occurred. Please allow the current runs to complete, if possible. Then power cycle the instrument and try again. If the issue persists, please call Bio-Rad support. | TRUE
ERROR_MISSING_NODE_TC_EJECTOR | ERROR_MISSING_NODE_TC_EJECTOR | ServiceCall | ServiceCall | TC | TC | FALSE | FALSE |  | TRUE | TRUE | A Thermal Cycler error has occurred. Please allow the current runs to complete, if possible. Then power cycle the instrument and try again. If the issue persists, please call Bio-Rad support. | TRUE
ERROR_DG_DG_LOCAL_CONTROLLER_HEATER_KILL_SWITCH_ACTIVE | ERROR_DG_DG_LOCAL_CONTROLLER_HEATER_KILL_SWITCH_ACTIVE | ServiceCall | ServiceCall | DG | DG,Instrument | FALSE | FALSE |  | TRUE | TRUE | A Droplet Generator error has occurred. Please allow the current runs to complete, if possible. Then power cycle the instrument and try again. If the issue persists, please call Bio-Rad support. | TRUE
ERROR_DG_DG_LOCAL_CONTROLLER_HEATER_TIMEOUT | ERROR_DG_DG_LOCAL_CONTROLLER_HEATER_TIMEOUT | ServiceCall | ServiceCall | DG | DG,Instrument | FALSE | FALSE |  | TRUE | TRUE | A Droplet Generator error has occurred. Please allow the current runs to complete, if possible. Then power cycle the instrument and try again. If the issue persists, please call Bio-Rad support. | TRUE
ERROR_DG_DG_LOCAL_CONTROLLER_THERMOCOUPLE_ERROR | ERROR_DG_DG_LOCAL_CONTROLLER_THERMOCOUPLE_ERROR | ServiceCall | ServiceCall | DG | DG,Instrument | FALSE | FALSE |  | TRUE | TRUE | A Droplet Generator error has occurred. Please allow the current runs to complete, if possible. Then power cycle the instrument and try again. If the issue persists, please call Bio-Rad support. | TRUE
ERROR_DG_DG_LOCAL_CONTROLLER_THERMOCOUPLE_1_ERROR | ERROR_DG_DG_LOCAL_CONTROLLER_THERMOCOUPLE_1_ERROR | ServiceCall | ServiceCall | DG | DG,Instrument | FALSE | FALSE |  | TRUE | TRUE | A Droplet Generator error has occurred. Please allow the current runs to complete, if possible. Then power cycle the instrument and try again. If the issue persists, please call Bio-Rad support. | TRUE
ERROR_DG_DG_LOCAL_CONTROLLER_THERMOCOUPLE_2_ERROR | ERROR_DG_DG_LOCAL_CONTROLLER_THERMOCOUPLE_2_ERROR | ServiceCall | ServiceCall | DG | DG,Instrument | FALSE | FALSE |  | TRUE | TRUE | A Droplet Generator error has occurred. Please allow the current runs to complete, if possible. Then power cycle the instrument and try again. If the issue persists, please call Bio-Rad support. | TRUE
ERROR_DG_DG_Master_DG_IN_ERROR_STATE | ERROR_DG_DG_Master_DG_IN_ERROR_STATE | ServiceCall | ServiceCall | DG | DG | FALSE | FALSE |  | TRUE | TRUE | A Droplet Generator error has occurred. Please allow the current runs to complete, if possible. Then power cycle the instrument and try again. If the issue persists, please call Bio-Rad support. | TRUE
ERROR_CHASIS_HANDLER_MOTION_FAILED | ERROR_CHASIS_HANDLER_MOTION_FAILED | ServiceCall | ServiceCall | PlateHandler | PlateHandler | FALSE | FALSE |  | TRUE | TRUE | A Plate Handler error has occurred. Please allow the current runs to complete, if possible. Then power cycle the instrument and try again. If the issue persists, please call Bio-Rad support. | TRUE
ERROR_TC_TC_LOCAL_CONTROLLER_TC_ERROR | ERROR_TC_TC_LOCAL_CONTROLLER_TC_ERROR | ServiceCall | ServiceCall | TC | TC,Instrument | FALSE | FALSE |  | TRUE | TRUE | A Thermal Cycler error has occurred. Please allow the current runs to complete, if possible. Then power cycle the instrument and try again. If the issue persists, please call Bio-Rad support. | TRUE
UnknownSubmoduleError | UnknownSubmoduleError | ServiceCall | ServiceCall | Instrument | Instrument | TRUE | TRUE | An instrument error has occurred. Please allow the current runs to complete, if possible. Then power cycle the instrument and try again. If the issue persists, please call Bio-Rad support. | TRUE | TRUE | An instrument error has occurred. Please allow the current runs to complete, if possible. Then power cycle the instrument and try again. If the issue persists, please call Bio-Rad support. | TRUE
InvalidInstrumentSerialNumbers | InvalidInstrumentSerialNumbers | ServiceCall | ServiceCall | Instrument | Instrument | TRUE | TRUE | Invalid instrument serial numbers. Power cycle the instrument and try again. If the issue persists, please call Bio-Rad support. | TRUE | TRUE | Invalid instrument serial numbers. Power cycle the instrument and try again. If the issue persists, please call Bio-Rad support. | TRUE
SW_DG_UnknownError | SW_DG_UnknownError | ServiceCall | ServiceCall | DG | DG | TRUE | TRUE | A Droplet Generator error has occurred. Please allow the current runs to complete, if possible. Then power cycle the instrument and try again. If the issue persists, please call Bio-Rad support. | TRUE | TRUE | A Droplet Generator error has occurred. Please allow the current runs to complete, if possible. Then power cycle the instrument and try again. If the issue persists, please call Bio-Rad support. | TRUE
SW_TC_UnknownError | SW_TC_UnknownError | ServiceCall | ServiceCall | TC | TC | TRUE | TRUE | A Thermal cycler error has occurred. Please allow the current runs to complete, if possible. Then power cycle the instrument and try again. If the issue persists, please call Bio-Rad support. | TRUE | TRUE | A Thermal Cycler error has occurred. Please allow the current runs to complete, if possible. Then power cycle the instrument and try again. If the issue persists, please call Bio-Rad support. | TRUE
SW_DR_UnknownError | SW_DR_UnknownError | ServiceCall | ServiceCall | DR | DR | TRUE | TRUE | A Droplet Reader error has occurred. Please allow the current runs to complete, if possible. Then power cycle the instrument and try again. If the issue persists, please call Bio-Rad support. | TRUE | TRUE | A Droplet Reader error has occurred. Please allow the current runs to complete, if possible. Then power cycle the instrument and try again. If the issue persists, please call Bio-Rad support. | TRUE
SW_PlateHandler_UnknownError | SW_PlateHandler_UnknownError | ServiceCall | ServiceCall | PlateHandler | PlateHandler | TRUE | TRUE | A Plate Handler error has occurred. Please allow the current runs to complete, if possible. Then power cycle the instrument and try again. If the issue persists, please call Bio-Rad support. | TRUE | TRUE | A Plate Handler error has occurred. Please allow the current runs to complete, if possible. Then power cycle the instrument and try again. If the issue persists, please call Bio-Rad support. | TRUE
SW_InboxDoor_UnknownError | SW_InboxDoor_UnknownError | ServiceCall | ServiceCall | InboxDoor | InboxDoor | TRUE | TRUE | Power cycle the instrument, push the doors slowly in a couple of inches and power on the instrument and try again. If the issue persists, please call Bio-Rad support. | TRUE | TRUE | Power cycle the instrument, push the doors slowly in a couple of inches and power on the instrument and try again. If the issue persists, please call Bio-Rad support. | TRUE
SW_OutboxDoor_UnknownError | SW_OutboxDoor_UnknownError | ServiceCall | ServiceCall | OutboxDoor | OutboxDoor | TRUE | TRUE | Power cycle the instrument, push the doors slowly in a couple of inches and power on the instrument and try again. If the issue persists, please call Bio-Rad support. | TRUE | TRUE | Power cycle the instrument, push the doors slowly in a couple of inches and power on the instrument and try again. If the issue persists, please call Bio-Rad support. | TRUE
SW_Instrument_UnknownError | SW_Instrument_UnknownError |  | ServiceCall | Instrument | Instrument | TRUE | TRUE | An Instrument error has occurred. Please allow the current runs to complete, if possible. Then power cycle the instrument and try again. If the issue persists, please call Bio-Rad support. | TRUE | TRUE | An instrument error has occurred. Please allow the current runs to complete, if possible. Then power cycle the instrument and try again. If the issue persists, please call Bio-Rad support. | TRUE
SW_Instrument_Offline | SW_Instrument_Offline |  | ServiceCall | Instrument | Instrument | TRUE | TRUE | Instrument connection has been lost.Please power cycle the instrument and try again. If the issue persists, please call Bio-Rad support. | TRUE | TRUE | Instrument connection has been lost. Please power cycle the instrument and try again. If the issue persists, please call Bio-Rad support. | TRUE
SW_InvalidFwVersion | SW_InvalidFwVersion | ServiceCall | ServiceCall | Instrument | Instrument | FALSE | FALSE |  | TRUE | TRUE | The controller firmware version is not compatible with this QX One software version. Please check compatibility matrix and update the QX One software and firmware accordingly. | TRUE
SW_TimeoutWaitingForResponseFromFW | SW_TimeoutWaitingForResponseFromFW |  | ServiceCall | Instrument | Instrument | FALSE | FALSE |  | TRUE | TRUE | An Instrument error has occurred. Please allow the current runs to complete, if possible. Then power cycle the instrument and try again. If the issue persists, please call Bio-Rad support. | TRUE
SoftwareError | SoftwareError |  | Warning | Instrument | Instrument | TRUE | TRUE | Software Error, exception caught. Some data might be usable.View the Event log for recent software exceptions and report to Bio-Rad support. | TRUE | TRUE | Software Error, exception caught. Some data might be usable. View the Event log for recent software exceptions and report to Bio-Rad support. | TRUE
| ERROR_CHASIS_ENTRY_HOTEL_RFID_ERROR_MODULE_IS_HALTED_P1 |  | Warning | Instrument | RfidProbesOil1,Inbox | FALSE | FALSE |  | FALSE | FALSE |  | FALSE
| ERROR_CHASIS_ENTRY_HOTEL_RFID_ERROR_MODULE_IS_HALTED_P2 |  | Warning | Instrument | RfidProbesOil2,Inbox | FALSE | FALSE |  | FALSE | FALSE |  | FALSE
| ERROR_CHASIS_ENTRY_HOTEL_RFID_ERROR_MODULE_IS_HALTED_E1 |  | Warning | Instrument | RfidEvagreenOil1,Inbox | FALSE | FALSE |  | FALSE | FALSE |  | FALSE
| ERROR_CHASIS_ENTRY_HOTEL_RFID_ERROR_MODULE_IS_HALTED_E2 |  | Warning | Instrument | RfidEvagreenOil2,Inbox | FALSE | FALSE |  | FALSE | FALSE |  | FALSE
| ERROR_CHASIS_ENTRY_HOTEL_RFID_ERROR_MODULE_IS_HALTED_D1 |  | Warning | Instrument | RfidDrOil1,Inbox | FALSE | FALSE |  | FALSE | FALSE |  | FALSE
| ERROR_CHASIS_ENTRY_HOTEL_RFID_ERROR_MODULE_IS_HALTED_D2 |  | Warning | Instrument | RfidDrOil2,Inbox | FALSE | FALSE |  | FALSE | FALSE |  | FALSE
| ERROR_CHASIS_ENTRY_HOTEL_RFID_ERROR_TAG_ERROR_RFID_MODULE_RETURNED_ERROR_P1 |  | Warning | Instrument | RfidProbesOil1,Inbox | FALSE | FALSE |  | FALSE | FALSE |  | FALSE
| ERROR_CHASIS_ENTRY_HOTEL_RFID_ERROR_TAG_ERROR_RFID_MODULE_RETURNED_ERROR_P2 |  | Warning | Instrument | RfidProbesOil2,Inbox | FALSE | FALSE |  | FALSE | FALSE |  | FALSE
| ERROR_CHASIS_ENTRY_HOTEL_RFID_ERROR_TAG_ERROR_RFID_MODULE_RETURNED_ERROR_E1 |  | Warning | Instrument | RfidEvagreenOil1,Inbox | FALSE | FALSE |  | FALSE | FALSE |  | FALSE
| ERROR_CHASIS_ENTRY_HOTEL_RFID_ERROR_TAG_ERROR_RFID_MODULE_RETURNED_ERROR_E2 |  | Warning | Instrument | RfidEvagreenOil2,Inbox | FALSE | FALSE |  | FALSE | FALSE |  | FALSE
| ERROR_CHASIS_ENTRY_HOTEL_RFID_ERROR_TAG_ERROR_RFID_MODULE_RETURNED_ERROR_D1 |  | Warning | Instrument | RfidDrOil1,Inbox | FALSE | FALSE |  | FALSE | FALSE |  | FALSE
| ERROR_CHASIS_ENTRY_HOTEL_RFID_ERROR_TAG_ERROR_RFID_MODULE_RETURNED_ERROR_D2 |  | Warning | Instrument | RfidDrOil2,Inbox | FALSE | FALSE |  | FALSE | FALSE |  | FALSE
| ERROR_CHASIS_ENTRY_HOTEL_RFID_ERROR_TAG_ERROR_UUID_SIZE_TOO_BIG_P1 |  | Warning | Instrument | RfidProbesOil1,Inbox | FALSE | FALSE |  | FALSE | FALSE |  | FALSE
| ERROR_CHASIS_ENTRY_HOTEL_RFID_ERROR_TAG_ERROR_UUID_SIZE_TOO_BIG_P2 |  | Warning | Instrument | RfidProbesOil2,Inbox | FALSE | FALSE |  | FALSE | FALSE |  | FALSE
| ERROR_CHASIS_ENTRY_HOTEL_RFID_ERROR_TAG_ERROR_UUID_SIZE_TOO_BIG_E1 |  | Warning | Instrument | RfidEvagreenOil1,Inbox | FALSE | FALSE |  | FALSE | FALSE |  | FALSE
| ERROR_CHASIS_ENTRY_HOTEL_RFID_ERROR_TAG_ERROR_UUID_SIZE_TOO_BIG_E2 |  | Warning | Instrument | RfidEvagreenOil2,Inbox | FALSE | FALSE |  | FALSE | FALSE |  | FALSE
| ERROR_CHASIS_ENTRY_HOTEL_RFID_ERROR_TAG_ERROR_UUID_SIZE_TOO_BIG_D1 |  | Warning | Instrument | RfidDrOil1,Inbox | FALSE | FALSE |  | FALSE | FALSE |  | FALSE
| ERROR_CHASIS_ENTRY_HOTEL_RFID_ERROR_TAG_ERROR_UUID_SIZE_TOO_BIG_D2 |  | Warning | Instrument | RfidDrOil2,Inbox | FALSE | FALSE |  | FALSE | FALSE |  | FALSE
| ERROR_CHASIS_ENTRY_HOTEL_RFID_ERROR_TAG_ERROR_RFID_MODULE_COMMAND_CORRUPT_P1 |  | Warning | Instrument | RfidProbesOil1,Inbox | FALSE | FALSE |  | FALSE | FALSE |  | FALSE
| ERROR_CHASIS_ENTRY_HOTEL_RFID_ERROR_TAG_ERROR_RFID_MODULE_COMMAND_CORRUPT_P2 |  | Warning | Instrument | RfidProbesOil2,Inbox | FALSE | FALSE |  | FALSE | FALSE |  | FALSE
| ERROR_CHASIS_ENTRY_HOTEL_RFID_ERROR_TAG_ERROR_RFID_MODULE_COMMAND_CORRUPT_E1 |  | Warning | Instrument | RfidEvagreenOil1,Inbox | FALSE | FALSE |  | FALSE | FALSE |  | FALSE
| ERROR_CHASIS_ENTRY_HOTEL_RFID_ERROR_TAG_ERROR_RFID_MODULE_COMMAND_CORRUPT_E2 |  | Warning | Instrument | RfidEvagreenOil2,Inbox | FALSE | FALSE |  | FALSE | FALSE |  | FALSE
| ERROR_CHASIS_ENTRY_HOTEL_RFID_ERROR_TAG_ERROR_RFID_MODULE_COMMAND_CORRUPT_D1 |  | Warning | Instrument | RfidDrOil1,Inbox | FALSE | FALSE |  | FALSE | FALSE |  | FALSE
| ERROR_CHASIS_ENTRY_HOTEL_RFID_ERROR_TAG_ERROR_RFID_MODULE_COMMAND_CORRUPT_D2 |  | Warning | Instrument | RfidDrOil2,Inbox | FALSE | FALSE |  | FALSE | FALSE |  | FALSE
| ERROR_CHASIS_ENTRY_HOTEL_RFID_ERROR_TAG_ERROR_RFID_MODULE_TIMED_OUT_P1 |  | Warning | Instrument | RfidProbesOil1,Inbox | FALSE | FALSE |  | FALSE | FALSE |  | FALSE
| ERROR_CHASIS_ENTRY_HOTEL_RFID_ERROR_TAG_ERROR_RFID_MODULE_TIMED_OUT_P2 |  | Warning | Instrument | RfidProbesOil2,Inbox | FALSE | FALSE |  | FALSE | FALSE |  | FALSE
| ERROR_CHASIS_ENTRY_HOTEL_RFID_ERROR_TAG_ERROR_RFID_MODULE_TIMED_OUT_E1 |  | Warning | Instrument | RfidEvagreenOil1,Inbox | FALSE | FALSE |  | FALSE | FALSE |  | FALSE
| ERROR_CHASIS_ENTRY_HOTEL_RFID_ERROR_TAG_ERROR_RFID_MODULE_TIMED_OUT_E2 |  | Warning | Instrument | RfidEvagreenOil2,Inbox | FALSE | FALSE |  | FALSE | FALSE |  | FALSE
| ERROR_CHASIS_ENTRY_HOTEL_RFID_ERROR_TAG_ERROR_RFID_MODULE_TIMED_OUT_D1 |  | Warning | Instrument | RfidDrOil1,Inbox | FALSE | FALSE |  | FALSE | FALSE |  | FALSE
| ERROR_CHASIS_ENTRY_HOTEL_RFID_ERROR_TAG_ERROR_RFID_MODULE_TIMED_OUT_D2 |  | Warning | Instrument | RfidDrOil2,Inbox | FALSE | FALSE |  | FALSE | FALSE |  | FALSE
| ERROR_CHASIS_ENTRY_HOTEL_RFID_ERROR_TAG_ERROR_RFID_COMMAND_TOO_LONG_P1 |  | Warning | Instrument | RfidProbesOil1,Inbox | FALSE | FALSE |  | FALSE | FALSE |  | FALSE
| ERROR_CHASIS_ENTRY_HOTEL_RFID_ERROR_TAG_ERROR_RFID_COMMAND_TOO_LONG_P2 |  | Warning | Instrument | RfidProbesOil2,Inbox | FALSE | FALSE |  | FALSE | FALSE |  | FALSE
| ERROR_CHASIS_ENTRY_HOTEL_RFID_ERROR_TAG_ERROR_RFID_COMMAND_TOO_LONG_E1 |  | Warning | Instrument | RfidEvagreenOil1,Inbox | FALSE | FALSE |  | FALSE | FALSE |  | FALSE
| ERROR_CHASIS_ENTRY_HOTEL_RFID_ERROR_TAG_ERROR_RFID_COMMAND_TOO_LONG_E2 |  | Warning | Instrument | RfidEvagreenOil2,Inbox | FALSE | FALSE |  | FALSE | FALSE |  | FALSE
| ERROR_CHASIS_ENTRY_HOTEL_RFID_ERROR_TAG_ERROR_RFID_COMMAND_TOO_LONG_D1 |  | Warning | Instrument | RfidDrOil1,Inbox | FALSE | FALSE |  | FALSE | FALSE |  | FALSE
| ERROR_CHASIS_ENTRY_HOTEL_RFID_ERROR_TAG_ERROR_RFID_COMMAND_TOO_LONG_D2 |  | Warning | Instrument | RfidDrOil2,Inbox | FALSE | FALSE |  | FALSE | FALSE |  | FALSE
| ERROR_CHASIS_EXIT_HOTEL_RFID_ERROR_MODULE_IS_HALTED_W1 |  | Warning | Instrument | RfidWaste1,Outbox | FALSE | FALSE |  | FALSE | FALSE |  | FALSE
| ERROR_CHASIS_EXIT_HOTEL_RFID_ERROR_MODULE_IS_HALTED_W2 |  | Warning | Instrument | RfidWaste2,Outbox | FALSE | FALSE |  | FALSE | FALSE |  | FALSE
| ERROR_CHASIS_EXIT_HOTEL_RFID_ERROR_TAG_ERROR_RFID_MODULE_RETURNED_ERROR_W1 |  | Warning | Instrument | RfidWaste1,Outbox | FALSE | FALSE |  | FALSE | FALSE |  | FALSE
| ERROR_CHASIS_EXIT_HOTEL_RFID_ERROR_TAG_ERROR_RFID_MODULE_RETURNED_ERROR_W2 |  | Warning | Instrument | RfidWaste2,Outbox | FALSE | FALSE |  | FALSE | FALSE |  | FALSE
| ERROR_CHASIS_EXIT_HOTEL_RFID_ERROR_TAG_ERROR_UUID_SIZE_TOO_BIG_W1 |  | Warning | Instrument | RfidWaste1,Outbox | FALSE | FALSE |  | FALSE | FALSE |  | FALSE
| ERROR_CHASIS_EXIT_HOTEL_RFID_ERROR_TAG_ERROR_UUID_SIZE_TOO_BIG_W2 |  | Warning | Instrument | RfidWaste2,Outbox | FALSE | FALSE |  | FALSE | FALSE |  | FALSE
| ERROR_CHASIS_EXIT_HOTEL_RFID_ERROR_TAG_ERROR_RFID_MODULE_COMMAND_CORRUPT_W1 |  | Warning | Instrument | RfidWaste1,Outbox | FALSE | FALSE |  | FALSE | FALSE |  | FALSE
| ERROR_CHASIS_EXIT_HOTEL_RFID_ERROR_TAG_ERROR_RFID_MODULE_COMMAND_CORRUPT_W2 |  | Warning | Instrument | RfidWaste2,Outbox | FALSE | FALSE |  | FALSE | FALSE |  | FALSE
| ERROR_CHASIS_EXIT_HOTEL_RFID_ERROR_TAG_ERROR_RFID_MODULE_TIMED_OUT_W1 |  | Warning | Instrument | RfidWaste1,Outbox | FALSE | FALSE |  | FALSE | FALSE |  | FALSE
| ERROR_CHASIS_EXIT_HOTEL_RFID_ERROR_TAG_ERROR_RFID_MODULE_TIMED_OUT_W2 |  | Warning | Instrument | RfidWaste2,Outbox | FALSE | FALSE |  | FALSE | FALSE |  | FALSE
| ERROR_CHASIS_EXIT_HOTEL_RFID_ERROR_TAG_ERROR_RFID_COMMAND_TOO_LONG_W1 |  | Warning | Instrument | RfidWaste1,Outbox | FALSE | FALSE |  | FALSE | FALSE |  | FALSE
| ERROR_CHASIS_EXIT_HOTEL_RFID_ERROR_TAG_ERROR_RFID_COMMAND_TOO_LONG_W2 |  | Warning | Instrument | RfidWaste2,Outbox | FALSE | FALSE |  | FALSE | FALSE |  | FALSE
| ERROR_CHASIS_BFC_RFID_ERROR_MODULE_IS_HUNG |  | Warning | Instrument | BottleAndFanController | FALSE | FALSE |  | FALSE | FALSE |  | FALSE
| ERROR_CHASIS_BFC_RFID_ERROR_MODULE_BUS_DOWN |  | Warning | BottleAndFanController | BottleAndFanController | FALSE | FALSE |  | TRUE | TRUE | Chassis bottle and fan controller RFID error, module bus down | FALSE
| ERROR_CHASIS_BFC_RFID_ERROR_RESETTING_MODULE_POWER |  | Warning | BottleAndFanController | BottleAndFanController | FALSE | FALSE |  | TRUE | TRUE | Chassis bottle and fan controller RFID error, resetting module power | FALSE
| ERROR_CHASIS_BFC_RFID_ERROR_RESETTING_I2C_PERIPHERAL |  | Warning | BottleAndFanController | BottleAndFanController | FALSE | FALSE |  | TRUE | TRUE | Chassis bottle and fan controller RFID error, resseting I2C peripheral | FALSE
| ERROR_CHASIS_BFC_RFID_ERROR_MODULE_FAULT |  | Warning | Instrument | BottleAndFanController | FALSE | FALSE |  | FALSE | FALSE |  | FALSE
| ERROR_CHASIS_BFC_RFID_ERROR_TAG_ERROR_RFID_MODULE_RETURNED_ERROR |  | Warning | Instrument | BottleAndFanController | FALSE | FALSE |  | FALSE | FALSE |  | FALSE
| ERROR_CHASIS_BFC_RFID_ERROR_TAG_ERROR_UUID_SIZE_TOO_BIG |  | Warning | Instrument | BottleAndFanController | FALSE | FALSE |  | FALSE | FALSE |  | FALSE
| ERROR_CHASIS_BFC_RFID_ERROR_TAG_ERROR_RFID_MODULE_COMMAND_CORRUPT |  | Warning | Instrument | BottleAndFanController | FALSE | FALSE |  | FALSE | FALSE |  | FALSE
| ERROR_CHASIS_BFC_RFID_ERROR_TAG_ERROR_RFID_MODULE_TIMED_OUT |  | Warning | Instrument | BottleAndFanController | FALSE | FALSE |  | FALSE | FALSE |  | FALSE
| ERROR_CHASIS_BFC_RFID_ERROR_TAG_ERROR_RFID_COMMAND_TOO_LONG |  | Warning | Instrument | BottleAndFanController | FALSE | FALSE |  | FALSE | FALSE |  | FALSE
| ERROR_CHASIS_BFC_RFID_ERROR_MODULE_IS_HALTED |  | Warning | Instrument | BottleAndFanController | FALSE | FALSE |  | FALSE | FALSE |  | FALSE
| ERROR_CHASIS_BFC_ROTATOR_LOST_COMS |  | Warning | BottleAndFanController | BottleAndFanController | FALSE | FALSE |  | TRUE | TRUE | Chassis bottle and fan controller rotator lost communication | FALSE
| ERROR_CHASIS_BFC_ROTATOR_TIMEOUT |  | Warning | BottleAndFanController | BottleAndFanController | FALSE | FALSE |  | TRUE | TRUE | Chassis bottle and fan controller rotator timeout | FALSE
| ERROR_CHASIS_BFC_OIL_BOTTLE_REMOVED_WHILE_IN_USE_P1 |  | Warning | BottleAndFanController | BottleAndFanController,Bottles | FALSE | FALSE |  | TRUE | TRUE | Chassis bottle and fan controller oil bottle removed while in use P1 | FALSE
| ERROR_CHASIS_BFC_OIL_BOTTLE_REMOVED_WHILE_IN_USE_P2 |  | Warning | BottleAndFanController | BottleAndFanController,Bottles | FALSE | FALSE |  | TRUE | TRUE | Chassis bottle and fan controller oil bottle removed while in use P2 | FALSE
| ERROR_CHASIS_BFC_OIL_BOTTLE_REMOVED_WHILE_IN_USE_E1 |  | Warning | BottleAndFanController | BottleAndFanController,Bottles | FALSE | FALSE |  | TRUE | TRUE | Chassis bottle and fan controller oil bottle removed while in use E1 | FALSE
| ERROR_CHASIS_BFC_OIL_BOTTLE_REMOVED_WHILE_IN_USE_E2 |  | Warning | BottleAndFanController | BottleAndFanController,Bottles | FALSE | FALSE |  | TRUE | TRUE | Chassis bottle and fan controller oil bottle removed while in use E2 | FALSE
| ERROR_CHASIS_BFC_OIL_BOTTLE_REMOVED_WHILE_IN_USE_D1 |  | Warning | BottleAndFanController | BottleAndFanController,Bottles | FALSE | FALSE |  | TRUE | TRUE | Chassis bottle and fan controller oil bottle removed while in use D1 | FALSE
| ERROR_CHASIS_BFC_OIL_BOTTLE_REMOVED_WHILE_IN_USE_D2 |  | Warning | BottleAndFanController | BottleAndFanController,Bottles | FALSE | FALSE |  | TRUE | TRUE | Chassis bottle and fan controller oil bottle removed while in use D2 | FALSE
| ERROR_CHASIS_BFC_WASTE_BOTTLE_REMOVED_WHILE_IN_USE_W1 |  | Warning | BottleAndFanController | BottleAndFanController,Bottles | FALSE | FALSE |  | TRUE | TRUE | Chassis bottle and fan controller waste bottle removed while in use W1 | FALSE
| ERROR_CHASIS_BFC_WASTE_BOTTLE_REMOVED_WHILE_IN_USE_W2 |  | Warning | BottleAndFanController | BottleAndFanController,Bottles | FALSE | FALSE |  | TRUE | TRUE | Chassis bottle and fan controller waste bottle removed while in use W2 | FALSE
| ERROR_CHASIS_BFC_MESSAGE_DROP_DETECTED |  | Warning | BottleAndFanController | BottleAndFanController | FALSE | FALSE |  | TRUE | TRUE | Chassis bottle and fan controller message drop detected | FALSE
| ERROR_CHASIS_FRONT_DOOR_RFID_ERROR_MODULE_IS_HUNG |  | Warning | Instrument | FrontDoorRfid,FrontDoor | FALSE | FALSE |  | FALSE | FALSE |  | FALSE
| SW_FrontDoorRfid_UnknownError |  | ServiceCall | FrontDoorRfid | FrontDoorRfid | FALSE | FALSE |  | TRUE | TRUE | A Front Door RFID error has occurred. Please allow the current runs to complete, if possible. Then power cycle the instrument and try again. If the issue persists, please call Bio-Rad support. | FALSE
| SW_Slot_UnknownError_Slot1 |  | ServiceCall | Slot | Slot | FALSE | FALSE |  | TRUE | TRUE | An error has occurred with Slot 1. Please allow the current runs to complete, if possible. Then power cycle the instrument and try again. If the issue persists, please call Bio-Rad support. | FALSE
| SW_Slot_UnknownError_Slot2 |  | ServiceCall | Slot | Slot | FALSE | FALSE |  | TRUE | TRUE | An error has occurred with Slot 2. Please allow the current runs to complete, if possible. Then power cycle the instrument and try again. If the issue persists, please call Bio-Rad support. | FALSE
| SW_Slot_UnknownError_Slot3 |  | ServiceCall | Slot | Slot | FALSE | FALSE |  | TRUE | TRUE | An error has occurred with Slot 3. Please allow the current runs to complete, if possible. Then power cycle the instrument and try again. If the issue persists, please call Bio-Rad support. | FALSE
| SW_Slot_UnknownError_Slot4 |  | ServiceCall | Slot | Slot | FALSE | FALSE |  | TRUE | TRUE | An error has occurred with Slot 4. Please allow the current runs to complete, if possible. Then power cycle the instrument and try again. If the issue persists, please call Bio-Rad support. | FALSE
| SW_Slot_UnknownError_Slot5 |  | ServiceCall | Slot | Slot | FALSE | FALSE |  | TRUE | TRUE | An error has occurred with Slot 5. Please allow the current runs to complete, if possible. Then power cycle the instrument and try again. If the issue persists, please call Bio-Rad support. | FALSE
Total Differences: | [11 empty] | FALSE
77 |  | 101 | [9 empty] | FALSE
TRUE
TRUE
TRUE
TRUE
TRUE
TRUE
TRUE
TRUE
TRUE
TRUE
TRUE
TRUE
TRUE
TRUE
TRUE
TRUE
TRUE
TRUE
TRUE
TRUE
TRUE
TRUE
TRUE
TRUE
TRUE
TRUE
TRUE
TRUE
TRUE
TRUE
TRUE
TRUE
TRUE
TRUE
TRUE
TRUE
TRUE
TRUE
TRUE
TRUE
TRUE
TRUE
TRUE
TRUE
TRUE
TRUE

## Sheet1
IBM | IBM
Google | Google
Amazon | Apple

## Sheet2
0 | 0 | 1 | 1 | 2 | 3 | 5
1 | [7 empty] | 1 | 1 | 2 | 3 | 5 | 6
1 |  |  |  | Los Angeles |  |  |  | 2
2 |  |  |  | San Francisco |  |  |  | 3 | [5 empty] | 2245327817 | (224) 532-7817
3 |  |  |  | San Diego | [9 empty] | 2245338909 | (224) 533-8909
5 |  |  |  | Oakland |  |  |  | 5
8 |  |  |  | San Jose |  |  |  | 6
13 |  |  |  | Los Angeles
21 |  |  |  | San Francisco |  |  |  | 7 |  | 42
34 |  |  |  | San Diego |  |  | 2
55 |  |  | Texas |  |  |  | 3 | [6 empty] | There are 50 states | 50
89 |  |  | Colorado |  |  |  | 4 | [6 empty] | My name is 7 | 7
144 |  |  | Utah |  |  |  | 5 | [6 empty] | I weigh 42.8 kg | 42.8
|  |  | Arizona |  |  |  | 6 | [6 empty] | He weights 78.22 kg | 78.22
7
|  | Mine |  |  | Texas | Colorado | 8
9
10
Chris Wodarczyk:
oh , hai!
Note on E10: Chris Wodarczyk: oh , hai!